## pjm summer capacity
Plant Name | Unit No | Primary Fuel Type | Generation Technology | Operating Status | Summer Capacity | Adjusted Summer Capacity | Cumulative Summer Capacity | VO&M Costs | Total Fuel Costs | Non Fuel VO&M | Non-Fuel Non-Allowance VO&M | Emission Allowance Costs | FO&M Cost | Total O&M Cost | Heat Rate | Heat Input | Net Generation | Capacity Factor | NOX Emissions Rate | SO2 Emission Rate | CO2 Emissions Rate | Cogenerator?
12 Applegate Solar Farm | PV1 | Solar | Solar | Operating | 1.9 | 1.9 | 1.9 | 0 | 0 | 0 | 0 | 0 | 27.04 | [8 empty] | 0
145 Talmadge Solar | 1 | Solar | Solar | Operating | 3.8 | 3.8 | 5.7 | 0 | 0 | 0 | 0 | 0 | 27.04 | [8 empty] | 0
180 Raritan Solar | 1 | Solar | Solar | Operating | 1.9 | 1.9 | 7.6 | 0 | 0 | 0 | 0 | 0 | 27.04 | [8 empty] | 0
200th Red Horse Squadron- Camp Perry | 1 | Solar | Solar | Operating | 0.19 | 0.19 | 7.79 | 0 | 0 | 0 | 0 | 0 | 27.04 | [8 empty] | 0
24 Applegate Solar Plant | PV1 | Solar | Solar | Operating | 4.9 | 4.9 | 12.69 | 0 | 0 | 0 | 0 | 0 | 27.04 | [8 empty] | 0
4 Applegate Solar Plant | PV1 | Solar | Solar | Operating | 1.4 | 1.4 | 14.09 | 0 | 0 | 0 | 0 | 0 | 27.04 | [8 empty] | 0
500 Virginia Solar | 1 | Solar | Solar | Operating | 1 | 1 | 15.09 | 0 | 0 | 0 | 0 | 0 | 27.04 | [8 empty] | 0
510 REPP One Solar Project | 1 | Solar | Solar | Operating | 1.3 | 1.3 | 16.39 | 0 | 0 | 0 | 0 | 0 | 27.04 | [8 empty] | 0
8501 Westside Avenue Solar Project | 1 | Solar | Solar | Operating | 0.9 | 0.9 | 17.29 | 0 | 0 | 0 | 0 | 0 | 27.04 | [8 empty] | 0
AEP Bluffton NaS Battery Storage Project | 1 | Other Fuel | Other | Operating | 2 | 2 | 19.29 | 0 | 0 | 0 | 0 | 0 | 0 | [8 empty] | 0
AEP Charleston NaS Battery Storage | 1 | Other Fuel | Other | Operating | 1.2 | 1.2 | 20.49 | 0 | 0 | 0 | 0 | 0 | 0 | [8 empty] | 0
AEP Churubusco NaS Battery Storage System | 1 | Other Fuel | Other | Operating | 2 | 2 | 22.49 | 0 | 0 | 0 | 0 | 0 | 0 | [8 empty] | 0
AES ES Tait Battery Storage | TTES | Other Fuel | Other | Operating | 20 | 20 | 42.49 | 0 | 0 | 0 | 0 | 0 | 0 | [8 empty] | 0
Air Products Solar (Trexlertown Solar) | GEN1 | Solar | Solar | Operating | 1.9 | 1.9 | 44.39 | 0 | 0 | 0 | 0 | 0 | 27.04 | [8 empty] | 0
Altair ALTI-ESS Battery Storage | 1 | Other Fuel | Other | Operating | 1.8 | 1.8 | 46.19 | 0 | 0 | 0 | 0 | 0 | 0 | [8 empty] | 0
Altairnano PJM Li-ion Battery Storage Project | 1 | Other Fuel | Other | Operating | 1 | 1 | 47.19 | 0 | 0 | 0 | 0 | 0 | 0 | [8 empty] | 0
Amazon Solar Farm US East (Eastern Shore) | PV1-A | Solar | Solar | Operating | 20 | 20 | 67.19 | 0 | 0 | 0 | 0 | 0 | 27.04 | 230.28 |  |  | 2349 | 5.32 |  |  |  | 0
Amazon Solar Farm US East (Eastern Shore) | PV1-B | Solar | Solar | Operating | 20 | 20 | 87.19 | 0 | 0 | 0 | 0 | 0 | 27.04 | 230.28 |  |  | 2349 | 5.32 |  |  |  | 0
Amazon Solar Farm US East (Eastern Shore) | PV1-C | Solar | Solar | Operating | 20 | 20 | 107.19 | 0 | 0 | 0 | 0 | 0 | 27.04 | 230.28 |  |  | 2349 | 5.32 |  |  |  | 0
Amazon Solar Farm US East (Eastern Shore) | PV1-D | Solar | Solar | Operating | 20 | 20 | 127.19 | 0 | 0 | 0 | 0 | 0 | 27.04 | 230.28 |  |  | 2349 | 5.32 |  |  |  | 0
AMP Napoleon Solar Facility | NSF1 | Solar | Solar | Operating | 3.5 | 3.5 | 130.69 | 0 | 0 | 0 | 0 | 0 | 27.04 | [8 empty] | 0
Aqua Ingrams Mill Solar | 1 | Solar | Solar | Operating | 0.4 | 0.4 | 131.09 | 0 | 0 | 0 | 0 | 0 | 27.04 | [8 empty] | 0
Atlantic City Solar Facility | 1 | Solar | Solar | Operating | 0.5 | 0.5 | 131.59 | 0 | 0 | 0 | 0 | 0 | 27.04 | [8 empty] | 0
Atlantic City Solar Facility | 2 | Solar | Solar | Operating | 0.5 | 0.5 | 132.09 | 0 | 0 | 0 | 0 | 0 | 27.04 | [8 empty] | 0
Atlantic City Solar Facility | 3 | Solar | Solar | Operating | 0.5 | 0.5 | 132.59 | 0 | 0 | 0 | 0 | 0 | 27.04 | [8 empty] | 0
Atlantic City Solar Facility | 4 | Solar | Solar | Operating | 0.5 | 0.5 | 133.09 | 0 | 0 | 0 | 0 | 0 | 27.04 | [8 empty] | 0
Atlantic Coast Freezers Solar Facility | ACF | Solar | Solar | Operating | 2.2 | 2.2 | 135.29 | 0 | 0 | 0 | 0 | 0 | 27.04 | [8 empty] | 0
Atlantic County Solar Plant | ACCCC | Solar | Solar | Operating | 1.3 | 1.3 | 136.59 | 0 | 0 | 0 | 0 | 0 | 27.04 | [8 empty] | 0
Austin Solar Project | 1 | Solar | Solar | Operating | 2 | 2 | 138.59 | 0 | 0 | 0 | 0 | 0 | 27.04 | [8 empty] | 0
Back River Waste Water Treatment - PV | SOLAR | Solar | Solar | Operating | 0.8 | 0.8 | 139.39 | 0 | 0 | 0 | 0 | 0 | 27.04 | [8 empty] | 0
Baker PV1 Solar Project | BAKE1 | Solar | Solar | Operating | 5 | 5 | 144.39 | 0 | 0 | 0 | 0 | 0 | 27.04 | [8 empty] | 0
Baltimore Solar Project (GM Electric Motor Plant) | PV1 | Solar | Solar | Operating | 1 | 1 | 145.39 | 0 | 0 | 0 | 0 | 0 | 27.04 | [8 empty] | 0
Barnhill Road Solar Farm | 1 | Solar | Solar | Operating | 3.1 | 3.1 | 148.49 | 0 | 0 | 0 | 0 | 0 | 27.04 | [8 empty] | 0
Battleboro Solar Project | BFPV | Solar | Solar | Operating | 5.2 | 5.2 | 153.69 | 0 | 0 | 0 | 0 | 0 | 27.04 | [8 empty] | 0
Bayonne Solar Plant | BAYO | Solar | Solar | Operating | 1.5 | 1.5 | 155.19 | 0 | 0 | 0 | 0 | 0 | 27.04 | [8 empty] | 0
Bayville Central Facility PV | CPV1 | Solar | Solar | Operating | 0.2 | 0.2 | 155.39 | 0 | 0 | 0 | 0 | 0 | 27.04 | [8 empty] | 0
Bayway Refinery | FGX | Other Fuel | Other | Operating | 11.2 | 11.2 | 166.59 | 0 | 0 | 0 | 0 | 0 | 0 | [8 empty] | 0
BBB Headquarters Solar Project | HQNJ | Solar | Solar | Operating | 1 | 1 | 167.59 | 0 | 0 | 0 | 0 | 0 | 27.04 | [8 empty] | 0
Beaver Run Solar Farm | 1 | Solar | Solar | Operating | 9.9 | 9.9 | 177.49 | 0 | 0 | 0 | 0 | 0 | 27.04 | [8 empty] | 0
Beaver Solar | PV1 | Solar | Solar | Operating | 1.3 | 1.3 | 178.79 | 0 | 0 | 0 | 0 | 0 | 27.04 | [8 empty] | 0
Beech Ridge (Battery) Energy Storage Project | BRES | Other Fuel | Other | Operating | 31.5 | 31.5 | 210.29 | 0 | 0 | 0 | 0 | 0 | 0 | [8 empty] | 0
Belcamp Solar Project | PV1 | Solar | Solar | Operating | 1.4 | 1.4 | 211.69 | 0 | 0 | 0 | 0 | 0 | 27.04 | [8 empty] | 0
Benthall Bridge PV1 Facility | BENT1 | Solar | Solar | Operating | 5 | 5 | 216.69 | 0 | 0 | 0 | 0 | 0 | 27.04 | [8 empty] | 0
Bernards Solar Project | BERNS | Solar | Solar | Operating | 2.9 | 2.9 | 219.59 | 0 | 0 | 0 | 0 | 0 | 27.04 | [8 empty] | 0
Berry Plastics Solar Plant | PV1 | Solar | Solar | Operating | 10.1 | 10.1 | 229.69 | 0 | 0 | 0 | 0 | 0 | 27.04 | [8 empty] | 0
Bethel Price Solar | 1 | Solar | Solar | Operating | 5 | 5 | 234.69 | 0 | 0 | 0 | 0 | 0 | 27.04 | [8 empty] | 0
Bethel Solar | 5MWPV | Solar | Solar | Operating | 5 | 5 | 239.69 | 0 | 0 | 0 | 0 | 0 | 27.04 | [8 empty] | 0
BJ's Wholesale Club-Burlington | PV1 | Solar | Solar | Operating | 1.4 | 1.4 | 241.09 | 0 | 0 | 0 | 0 | 0 | 27.04 | [8 empty] | 0
Black River Farm Solar Project | 1 | Solar | Solar | Operating | 0.14 | 0.14 | 241.23 | 0 | 0 | 0 | 0 | 0 | 27.04 | [8 empty] | 0
BlackRock-Matrix Roof Solar | BLAR | Solar | Solar | Operating | 2.5 | 2.5 | 243.73 | 0 | 0 | 0 | 0 | 0 | 27.04 | [8 empty] | 0
Blair Solar Project | 1 | Solar | Solar | Operating | 1.5 | 1.5 | 245.23 | 0 | 0 | 0 | 0 | 0 | 27.04 | [8 empty] | 0
Bound Brook Solar | 1 | Solar | Solar | Operating | 0.05 | 0.05 | 245.28 | 0 | 0 | 0 | 0 | 0 | 27.04 | [8 empty] | 0
Bradley Farm PV1 | BRAD1 | Solar | Solar | Operating | 5 | 5 | 250.28 | 0 | 0 | 0 | 0 | 0 | 27.04 | [8 empty] | 0
Brickyard Solar Project | 1 | Solar | Solar | Operating | 2 | 2 | 252.28 | 0 | 0 | 0 | 0 | 0 | 27.04 | [8 empty] | 0
Bridgeport Disposal Solar Farm | BRIDG | Solar | Solar | Operating | 1.2 | 1.2 | 253.48 | 0 | 0 | 0 | 0 | 0 | 27.04 | [8 empty] | 0
Bruce A. Henry Solar Energy Farm | BHSF | Solar | Solar | Operating | 3.9 | 3.9 | 257.38 | 0 | 0 | 0 | 0 | 0 | 27.04 | [8 empty] | 0
Bryan Solar Project | 1 | Solar | Solar | Operating | 1.7 | 1.7 | 259.08 | 0 | 0 | 0 | 0 | 0 | 27.04 | [8 empty] | 0
Burlington - Solar | 1 | Solar | Solar | Operating | 0.41 | 0.41 | 259.49 | 0 | 0 | 0 | 0 | 0 | 27.04 | [8 empty] | 0
Burlington Solar | 1 | Solar | Solar | Operating | 0.05 | 0.05 | 259.54 | 0 | 0 | 0 | 0 | 0 | 27.04 | [8 empty] | 0
Cambridge Maryland Solar Farm | PV1 | Solar | Solar | Operating | 3.2 | 3.2 | 262.74 | 0 | 0 | 0 | 0 | 0 | 27.04 | [8 empty] | 0
Camden Solar Center | 1 | Solar | Solar | Operating | 1.8 | 1.8 | 264.54 | 0 | 0 | 0 | 0 | 0 | 27.04 | [8 empty] | 0
Carey Solar Farm | 1 | Solar | Solar | Operating | 2 | 2 | 266.54 | 0 | 0 | 0 | 0 | 0 | 27.04 | [8 empty] | 0
Carlisle Area School District | CASDE | Solar | Solar | Operating | 0.9 | 0.9 | 267.44 | 0 | 0 | 0 | 0 | 0 | 27.04 | [8 empty] | 0
Carlisle Area School District | CASDW | Solar | Solar | Operating | 0.4 | 0.4 | 267.84 | 0 | 0 | 0 | 0 | 0 | 27.04 | [8 empty] | 0
Carrier Clinic Solar Facility (Belle Mead Soleil ) | CARRI | Solar | Solar | Operating | 1.5 | 1.5 | 269.34 | 0 | 0 | 0 | 0 | 0 | 27.04 | [8 empty] | 0
CCBC Catonsville | PV1 | Solar | Solar | Operating | 1.6 | 1.6 | 270.94 | 0 | 0 | 0 | 0 | 0 | 27.04 | [8 empty] | 0
CCMUA Wastewater Treatment Plant | CCMUA | Solar | Solar | Operating | 1.5 | 1.5 | 272.44 | 0 | 0 | 0 | 0 | 0 | 27.04 | [8 empty] | 0
Cecil County BoE Solar Project | CCVT | Solar | Solar | Operating | 2 | 2 | 274.44 | 0 | 0 | 0 | 0 | 0 | 27.04 | [8 empty] | 0
Cedar Branch Solar (NJRCEV) | CEDAR | Solar | Solar | Operating | 5.9 | 5.9 | 280.34 | 0 | 0 | 0 | 0 | 0 | 27.04 | [8 empty] | 0
Cedarville University(CU Solar) | CU | Solar | Solar | Operating | 1.8 | 1.8 | 282.14 | 0 | 0 | 0 | 0 | 0 | 27.04 | [8 empty] | 0
Celina Solar Project I (Celina Renewable) | CSP1 | Solar | Solar | Operating | 4 | 4 | 286.14 | 0 | 0 | 0 | 0 | 0 | 27.04 | [8 empty] | 0
Central Electric Somerset Solar Plant | 1 | Solar | Solar | Operating | 1 | 1 | 287.14 | 0 | 0 | 0 | 0 | 0 | 27.04 | [8 empty] | 0
CentraState Medical Center PV Facility | CS | Solar | Solar | Operating | 6.3 | 6.3 | 293.44 | 0 | 0 | 0 | 0 | 0 | 27.04 | [8 empty] | 0
Certified Steel Facility | 1 | Solar | Solar | Operating | 1.2 | 1.2 | 294.64 | 0 | 0 | 0 | 0 | 0 | 27.04 | [8 empty] | 0
CES Cherry Hill Solar | CHNJ | Solar | Solar | Operating | 1.2 | 1.2 | 295.84 | 0 | 0 | 0 | 0 | 0 | 27.04 | [8 empty] | 0
CES VMT Solar Project | VMMD | Solar | Solar | Operating | 1.1 | 1.1 | 296.94 | 0 | 0 | 0 | 0 | 0 | 27.04 | [8 empty] | 0
Chesapeake College Solar Project | PV1 | Solar | Solar | Operating | 2 | 2 | 298.94 | 0 | 0 | 0 | 0 | 0 | 27.04 | [8 empty] | 0
Chocowinity Solar Project | CHOCO | Solar | Solar | Operating | 5 | 5 | 303.94 | 0 | 0 | 0 | 0 | 0 | 27.04 | [8 empty] | 0
Christmas Tree Shops | FINJ | Solar | Solar | Operating | 2.1 | 2.1 | 306.04 | 0 | 0 | 0 | 0 | 0 | 27.04 | [8 empty] | 0
Church Hill Solar Farm | PV1 | Solar | Solar | Operating | 6 | 6 | 312.04 | 0 | 0 | 0 | 0 | 0 | 27.04 | [8 empty] | 0
Cincinnati Zoo Solar Project | 1 | Solar | Solar | Operating | 1.56 | 1.56 | 313.6 | 0 | 0 | 0 | 0 | 0 | 27.04 | [8 empty] | 0
Clarksburg Solar | 1 | Solar | Solar | Operating | 0.23 | 0.23 | 313.83 | 0 | 0 | 0 | 0 | 0 | 27.04 | [8 empty] | 0
Clifton Solar | 1 | Solar | Solar | Operating | 0.05 | 0.05 | 313.88 | 0 | 0 | 0 | 0 | 0 | 27.04 | [8 empty] | 0
Clinton Battery Storage Project | 1 | Other Fuel | Other | Operating | 10 | 10 | 323.88 | 0 | 0 | 0 | 0 | 0 | 0 | [8 empty] | 0
Clorox Company Solar Project | PV1 | Solar | Solar | Operating | 1.6 | 1.6 | 325.48 | 0 | 0 | 0 | 0 | 0 | 27.04 | [8 empty] | 0
Clyde Solar Energy Center | PV1 | Solar | Solar | Operating | 3.6 | 3.6 | 329.08 | 0 | 0 | 0 | 0 | 0 | 27.04 | [8 empty] | 0
Colonial Eagle I - Elizabeth City Solar | PASQ1 | Solar | Solar | Operating | 20 | 20 | 349.08 | 0 | 0 | 0 | 0 | 0 | 27.04 | [8 empty] | 0
Colonial Eagle Solar - Whitakers | WHIT1 | Solar | Solar | Operating | 12 | 12 | 361.08 | 0 | 0 | 0 | 0 | 0 | 27.04 | [8 empty] | 0
Community Food Bank Solar Project | 1 | Solar | Solar | Operating | 1.02 | 1.02 | 362.1 | 0 | 0 | 0 | 0 | 0 | 27.04 | [8 empty] | 0
Conetoe II Solar Farm | CONE1 | Solar | Solar | Operating | 80 | 80 | 442.1 | 0 | 0 | 0 | 0 | 0 | 27.04 | 13.01 |  |  | 166259 | 23.66 |  |  |  | 0
Conetoe Solar Farm (Battleboro) | CON15 | Solar | Solar | Operating | 5 | 5 | 447.1 | 0 | 0 | 0 | 0 | 0 | 27.04 | [8 empty] | 0
Conshohocken -Solar | 1 | Solar | Solar | Operating | 0.06 | 0.06 | 447.16 | 0 | 0 | 0 | 0 | 0 | 27.04 | [8 empty] | 0
Constellation New Energy Solar Farm | PV1 | Solar | Solar | Operating | 3.9 | 3.9 | 451.06 | 0 | 0 | 0 | 0 | 0 | 27.04 | [8 empty] | 0
County College of Morris | PV01 | Solar | Solar | Operating | 2.9 | 2.9 | 453.96 | 0 | 0 | 0 | 0 | 0 | 27.04 | [8 empty] | 0
Cranbury Solar I Project | CRANB | Solar | Solar | Operating | 5 | 5 | 458.96 | 0 | 0 | 0 | 0 | 0 | 27.04 | [8 empty] | 0
Cranbury Solar II Project | 1 | Solar | Solar | Operating | 1.5 | 1.5 | 460.46 | 0 | 0 | 0 | 0 | 0 | 27.04 | [8 empty] | 0
Crayola Solar Park | 1 | Solar | Solar | Operating | 1 | 1 | 461.46 | 0 | 0 | 0 | 0 | 0 | 27.04 | [8 empty] | 0
Crayola Solar Park | 2 | Solar | Solar | Operating | 1 | 1 | 462.46 | 0 | 0 | 0 | 0 | 0 | 27.04 | [8 empty] | 0
Crayola Solar Park | 3 | Solar | Solar | Operating | 0.8 | 0.8 | 463.26 | 0 | 0 | 0 | 0 | 0 | 27.04 | [8 empty] | 0
Creswell Alligood Solar Project | CRES1 | Solar | Solar | Operating | 14 | 14 | 477.26 | 0 | 0 | 0 | 0 | 0 | 27.04 | [8 empty] | 0
CrystEna Energy Battery Storage System | 1 | Other Fuel | Other | Operating | 1 | 1 | 478.26 | 0 | 0 | 0 | 0 | 0 | 0 | [8 empty] | 0
DC Port Reading Solar | PTNJ | Solar | Solar | Operating | 1.8 | 1.8 | 480.06 | 0 | 0 | 0 | 0 | 0 | 27.04 | [8 empty] | 0
DD Hay Road Solar 23 | PV1 | Solar | Solar | Operating | 1.2 | 1.2 | 481.26 | 0 | 0 | 0 | 0 | 0 | 27.04 | [8 empty] | 0
Deer Creek (Clean Energy Solar Pilot Project) | DCPV1 | Solar | Solar | Operating | 2.5 | 2.5 | 483.76 | 0 | 0 | 0 | 0 | 0 | 36.9 | 27.6 |  |  | 3343 | 15.22 |  |  |  | 0
Delsea Road (Vineland IV) | PV1 | Solar | Solar | Operating | 3.1 | 3.1 | 486.86 | 0 | 0 | 0 | 0 | 0 | 27.04 | [8 empty] | 0
Deptford -Solar | 1 | Solar | Solar | Operating | 0.06 | 0.06 | 486.92 | 0 | 0 | 0 | 0 | 0 | 27.04 | [8 empty] | 0
Deptford Solar Project (Kinsley Landfill) | KINS | Solar | Solar | Operating | 8.6 | 8.6 | 495.52 | 0 | 0 | 0 | 0 | 0 | 27.04 | [8 empty] | 0
Dogwood Solar Power Project | 1 | Solar | Solar | Operating | 20 | 20 | 515.52 | 0 | 0 | 0 | 0 | 0 | 27.04 | [8 empty] | 0
Dover SUN Park | 1 | Solar | Solar | Operating | 10 | 10 | 525.52 | 0 | 0 | 0 | 0 | 0 | 27.04 | [8 empty] | 0
Dow Jones Solar Plant | PV01 | Solar | Solar | Operating | 2.5 | 2.5 | 528.02 | 0 | 0 | 0 | 0 | 0 | 27.04 | [8 empty] | 0
Dow Jones Solar Plant | PV02 | Solar | Solar | Operating | 1.6 | 1.6 | 529.62 | 0 | 0 | 0 | 0 | 0 | 27.04 | [8 empty] | 0
Downs Solar Farm | DOWN1 | Solar | Solar | Operating | 5 | 5 | 534.62 | 0 | 0 | 0 | 0 | 0 | 27.04 | [8 empty] | 0
East Amwell Solar (NJRCEV) | AMWEL | Solar | Solar | Operating | 1.8 | 1.8 | 536.42 | 0 | 0 | 0 | 0 | 0 | 27.04 | [8 empty] | 0
Eastampton Solar Farm | 1 | Solar | Solar | Operating | 2.8 | 2.8 | 539.22 | 0 | 0 | 0 | 0 | 0 | 27.04 | [8 empty] | 0
Eldersburg - KHL492 | 1 | Solar | Solar | Operating | 0.23 | 0.23 | 539.45 | 0 | 0 | 0 | 0 | 0 | 27.04 | [8 empty] | 0
Elkton Solar Project | ELKTN | Solar | Solar | Operating | 1.6 | 1.6 | 541.05 | 0 | 0 | 0 | 0 | 0 | 27.04 | [8 empty] | 0
Elwood Energy Battery Storage Center | WCBS | Other Fuel | Other | Operating | 19.8 | 19.8 | 560.85 | 0 | 0 | 0 | 0 | 0 | 0 | [8 empty] | 0
Emmitsburg Waste Water Treatment Plant | 1 | Solar | Solar | Operating | 2.4 | 2.4 | 563.25 | 0 | 0 | 0 | 0 | 0 | 27.04 | [8 empty] | 0
Engelhard Solar | PV1 | Solar | Solar | Operating | 1.1 | 1.1 | 564.35 | 0 | 0 | 0 | 0 | 0 | 27.04 | [8 empty] | 0
Englewood Solar | 1 | Solar | Solar | Operating | 0.1 | 0.1 | 564.45 | 0 | 0 | 0 | 0 | 0 | 27.04 | [8 empty] | 0
ESS Lewes Battery Storage Project | ESSLS | Other Fuel | Other | Operating | 8 | 8 | 572.45 | 0 | 0 | 0 | 0 | 0 | 0 | [8 empty] | 0
ETS Ewing Solar Facility | ETS1 | Solar | Solar | Operating | 1.3 | 1.3 | 573.75 | 0 | 0 | 0 | 0 | 0 | 27.04 | [8 empty] | 0
Everetts Wildcat Solar | EVER1 | Solar | Solar | Operating | 5 | 5 | 578.75 | 0 | 0 | 0 | 0 | 0 | 27.04 | [8 empty] | 0
Exelon City Solar Project | ECS1 | Solar | Solar | Operating | 9 | 9 | 587.75 | 0 | 0 | 0 | 0 | 0 | 27.04 | [8 empty] | 0
Exelon-Conergy Solar Energy Center | MESA | Solar | Solar | Operating | 1.5 | 1.5 | 589.25 | 0 | 0 | 0 | 0 | 0 | 27.04 | [8 empty] | 0
Fairfield at Howell Solar Farm | 1 | Solar | Solar | Operating | 3 | 3 | 592.25 | 0 | 0 | 0 | 0 | 0 | 27.04 | [8 empty] | 0
Fayetteville Schools Solar Farm | 1 | Solar | Solar | Operating | 0.99 | 0.99 | 593.24 | 0 | 0 | 0 | 0 | 0 | 27.04 | [8 empty] | 0
FedEx Field Solar Facility | 1 | Solar | Solar | Operating | 2 | 2 | 595.24 | 0 | 0 | 0 | 0 | 0 | 27.04 | [8 empty] | 0
FedEx Ground Solar Project | 1 | Solar | Solar | Operating | 2.4 | 2.4 | 597.64 | 0 | 0 | 0 | 0 | 0 | 27.04 | [8 empty] | 0
Fisher Solar Farm | BAT1 | Solar | Solar | Operating | 5 | 5 | 602.64 | 0 | 0 | 0 | 0 | 0 | 27.04 | [8 empty] | 0
Flanders Solar PV Plant | PV1 | Solar | Solar | Operating | 1.4 | 1.4 | 604.04 | 0 | 0 | 0 | 0 | 0 | 27.04 | [8 empty] | 0
Flemington Solar | FSNJ | Solar | Solar | Operating | 7.9 | 7.9 | 611.94 | 0 | 0 | 0 | 0 | 0 | 27.04 | [8 empty] | 0
Flint Hill Solar Project | FHSPV | Solar | Solar | Operating | 5 | 5 | 616.94 | 0 | 0 | 0 | 0 | 0 | 27.04 | [8 empty] | 0
Fort Detrick Solar Facility | 1 | Solar | Solar | Operating | 15 | 15 | 631.94 | 0 | 0 | 0 | 0 | 0 | 27.04 | [8 empty] | 0
Franklin Park Solar | 1 | Solar | Solar | Operating | 0.05 | 0.05 | 631.99 | 0 | 0 | 0 | 0 | 0 | 27.04 | [8 empty] | 0
Freehold Solar | 1 | Solar | Solar | Operating | 0.22 | 0.22 | 632.21 | 0 | 0 | 0 | 0 | 0 | 27.04 | [8 empty] | 0
Frenchtown I Solar Project | F1NJ | Solar | Solar | Operating | 3 | 3 | 640.21 | 0 | 0 | 0 | 0 | 0 | 27.04 | [8 empty] | 0
Frenchtown II Solar Project | F2NJ | Solar | Solar | Operating | 3 | 3 | 643.21 | 0 | 0 | 0 | 0 | 0 | 27.04 | [8 empty] | 0
Frenchtown III Solar Project | F3NJ | Solar | Solar | Operating | 7.9 | 7.9 | 651.11 | 0 | 0 | 0 | 0 | 0 | 27.04 | [8 empty] | 0
French’s Landfill Solar Project | 1 | Solar | Solar | Operating | 5 | 5 | 637.21 | 0 | 0 | 0 | 0 | 0 | 27.04 | [8 empty] | 0
G&S Wantage Solar Farm | PV1 | Solar | Solar | Operating | 8.5 | 8.5 | 659.61 | 0 | 0 | 0 | 0 | 0 | 27.04 | [8 empty] | 0
Garysburg Solar | 5MWPV | Solar | Solar | Operating | 4.99 | 4.99 | 664.6 | 0 | 0 | 0 | 0 | 0 | 27.04 | [8 empty] | 0
Gaston Solar Project | 5MWPV | Solar | Solar | Operating | 4.99 | 4.99 | 669.59 | 0 | 0 | 0 | 0 | 0 | 27.04 | [8 empty] | 0
Gates Solar Project | GATES | Solar | Solar | Operating | 5 | 5 | 674.59 | 0 | 0 | 0 | 0 | 0 | 27.04 | [8 empty] | 0
Gerrard Berman Day School Solar | 1 | Solar | Solar | Operating | 0.1 | 0.1 | 674.69 | 0 | 0 | 0 | 0 | 0 | 27.04 | [8 empty] | 0
Gerresheimer Glass Solar Facility | GG | Solar | Solar | Operating | 2.3 | 2.3 | 676.99 | 0 | 0 | 0 | 0 | 0 | 27.04 | [8 empty] | 0
GKS Solar Farm | GKS1 | Solar | Solar | Operating | 5 | 5 | 681.99 | 0 | 0 | 0 | 0 | 0 | 27.04 | [8 empty] | 0
Glen Meadows Retirement Community Solar Project | PSLS | Solar | Solar | Operating | 1.2 | 1.2 | 683.19 | 0 | 0 | 0 | 0 | 0 | 27.04 | [8 empty] | 0
Glendora Solar | 1 | Solar | Solar | Operating | 0.05 | 0.05 | 683.24 | 0 | 0 | 0 | 0 | 0 | 27.04 | [8 empty] | 0
GM Lordstown Assembly Solar Array | 12345 | Solar | Solar | Operating | 1.7 | 1.7 | 684.94 | 0 | 0 | 0 | 0 | 0 | 27.04 | [8 empty] | 0
Grand Ridge Battery Projects | 1 | Other Fuel | Other | Operating | 3 | 3 | 687.94 | 0 | 0 | 0 | 0 | 0 | 0 | [8 empty] | 0
Grand Ridge Battery Projects | GIVB | Other Fuel | Other | Operating | 1.5 | 1.5 | 689.44 | 0 | 0 | 0 | 0 | 0 | 0 | [8 empty] | 0
Grand Ridge Battery Projects | GRES | Other Fuel | Other | Operating | 31.5 | 31.5 | 720.94 | 0 | 0 | 0 | 0 | 0 | 0 | [8 empty] | 0
Grand Ridge Solar Project | 1 | Solar | Solar | Operating | 20 | 20 | 740.94 | 0 | 0 | 0 | 0 | 0 | 27.04 | [8 empty] | 0
Green Farm | GREEN | Solar | Solar | Operating | 4.99 | 4.99 | 745.93 | 0 | 0 | 0 | 0 | 0 | 27.04 | [8 empty] | 0
Green Mountain Battery Storage System | BGM | Other Fuel | Other | Operating | 10.4 | 10.4 | 756.33 | 0 | 0 | 0 | 0 | 0 | 0 | [8 empty] | 0
Hackensack Solar Farm | 1 | Solar | Solar | Operating | 1.06 | 1.06 | 757.39 | 0 | 0 | 0 | 0 | 0 | 27.04 | [8 empty] | 0
Hagerstown - KHL987 | 1 | Solar | Solar | Operating | 0.21 | 0.21 | 757.6 | 0 | 0 | 0 | 0 | 0 | 27.04 | [8 empty] | 0
Hall's Corp Solar - I Facility | TBD | Solar | Solar | Operating | 1.5 | 1.5 | 759.1 | 0 | 0 | 0 | 0 | 0 | 27.04 | [8 empty] | 0
Hamilton Township Solar Project | PV1 | Solar | Solar | Operating | 3.5 | 3.5 | 762.6 | 0 | 0 | 0 | 0 | 0 | 27.04 | [8 empty] | 0
Hamilton Township Solar Project | PV2 | Solar | Solar | Operating | 4 | 4 | 766.6 | 0 | 0 | 0 | 0 | 0 | 27.04 | [8 empty] | 0
Hanover | HNOVR | Solar | Solar | Operating | 5 | 5 | 771.6 | 0 | 0 | 0 | 0 | 0 | 27.04 | [8 empty] | 0
Hardison Farm Solar Project | HFSPV | Solar | Solar | Operating | 4.99 | 4.99 | 776.59 | 0 | 0 | 0 | 0 | 0 | 27.04 | [8 empty] | 0
Harmon DC Totowa NJ | TONJ | Solar | Solar | Operating | 1.5 | 1.5 | 778.09 | 0 | 0 | 0 | 0 | 0 | 27.04 | [8 empty] | 0
Harmony PV | HRMNY | Solar | Solar | Operating | 3 | 3 | 781.09 | 0 | 0 | 0 | 0 | 0 | 27.04 | [8 empty] | 0
Hartz Way Solar Project | 1 | Solar | Solar | Operating | 0.9 | 0.9 | 781.99 | 0 | 0 | 0 | 0 | 0 | 27.04 | [8 empty] | 0
Havre de Grace II - E at Perryman | PV1 | Solar | Solar | Operating | 1.5 | 1.5 | 783.49 | 0 | 0 | 0 | 0 | 0 | 27.04 | [8 empty] | 0
Hazle Township Flywheel Energy Storage | HRS1A | Other Fuel | Other | Operating | 4 | 4 | 787.49 | 0 | 0 | 0 | 0 | 0 | 0 | [8 empty] | 0
Hazle Township Flywheel Energy Storage | HRS1B | Other Fuel | Other | Operating | 10 | 10 | 797.49 | 0 | 0 | 0 | 0 | 0 | 0 | [8 empty] | 0
Hazle Township Flywheel Energy Storage | HRS1C | Other Fuel | Other | Operating | 6 | 6 | 803.49 | 0 | 0 | 0 | 0 | 0 | 0 | [8 empty] | 0
Hebron Solar Farm | PV1 | Solar | Solar | Operating | 15 | 15 | 818.49 | 0 | 0 | 0 | 0 | 0 | 27.04 | [8 empty] | 0
Heller Edison Solar Park | 1 | Solar | Solar | Operating | 1.5 | 1.5 | 819.99 | 0 | 0 | 0 | 0 | 0 | 27.04 | [8 empty] | 0
Hemlock Solar Project | HEMLK | Solar | Solar | Operating | 5 | 5 | 824.99 | 0 | 0 | 0 | 0 | 0 | 27.04 | [8 empty] | 0
Herbert Farm Solar Project (Hughesville) | 1 | Solar | Solar | Operating | 5.5 | 5.5 | 830.49 | 0 | 0 | 0 | 0 | 0 | 27.04 | [8 empty] | 0
Hill Sunbury Solar Farm (SolNCPower6) | SUN1 | Solar | Solar | Operating | 5 | 5 | 835.49 | 0 | 0 | 0 | 0 | 0 | 27.04 | [8 empty] | 0
Hillsborough | 1 | Solar | Solar | Operating | 0.26 | 0.26 | 835.75 | 0 | 0 | 0 | 0 | 0 | 27.04 | [8 empty] | 0
HMV Minster Battery Energy Storage System | MIN02 | Other Fuel | Other | Operating | 7 | 7 | 842.75 | 0 | 0 | 0 | 0 | 0 | 0 | [8 empty] | 0
HMW Minster PV I | MIN01 | Solar | Solar | Operating | 3 | 3 | 845.75 | 0 | 0 | 0 | 0 | 0 | 27.04 | [8 empty] | 0
Holmdel Solar Power Plant | 1 | Solar | Solar | Operating | 3 | 3 | 848.75 | 0 | 0 | 0 | 0 | 0 | 27.04 | [8 empty] | 0
Howell Solar Farm (NJR) | 1 | Solar | Solar | Operating | 9.9 | 9.9 | 858.65 | 0 | 0 | 0 | 0 | 0 | 27.04 | [8 empty] | 0
HXOap Solar One (HXOap1.2) (Geenex) | 1 | Solar | Solar | Operating | 20 | 20 | 878.65 | 0 | 0 | 0 | 0 | 0 | 27.04 | [8 empty] | 0
IKEA College Park 411 Solar Project | PV | Solar | Solar | Operating | 1 | 1 | 879.65 | 0 | 0 | 0 | 0 | 0 | 27.04 | [8 empty] | 0
IKEA Perryville 460 (Perryville Solar) | PV | Solar | Solar | Operating | 2 | 2 | 881.65 | 0 | 0 | 0 | 0 | 0 | 27.04 | [8 empty] | 0
IKEA Westhampton 061 Solar Project | PV | Solar | Solar | Operating | 1.8 | 1.8 | 883.45 | 0 | 0 | 0 | 0 | 0 | 27.04 | [8 empty] | 0
IMPA Washington Solar Park | SWASH | Solar | Solar | Operating | 2 | 2 | 885.45 | 0 | 0 | 0 | 0 | 0 | 27.04 | [8 empty] | 0
ISH Solar Central, LLC | 1 | Solar | Solar | Operating | 1.4 | 1.4 | 886.85 | 0 | 0 | 0 | 0 | 0 | 27.04 | [8 empty] | 0
Jackson Liberty HS Solar Project | PV1 | Solar | Solar | Operating | 1.2 | 1.2 | 888.05 | 0 | 0 | 0 | 0 | 0 | 27.04 | [8 empty] | 0
Jacobstown Solar Project | PV1 | Solar | Solar | Operating | 5 | 5 | 893.05 | 0 | 0 | 0 | 0 | 0 | 27.04 | [8 empty] | 0
Jakana Solar Farm | 5MWPV | Solar | Solar | Operating | 5 | 5 | 898.05 | 0 | 0 | 0 | 0 | 0 | 27.04 | [8 empty] | 0
Jake Energy Battery Storage Center | JBS | Other Fuel | Other | Operating | 19.8 | 19.8 | 917.85 | 0 | 0 | 0 | 0 | 0 | 0 | [8 empty] | 0
Jefferson Avenue Solar Project | 1 | Solar | Solar | Operating | 1.7 | 1.7 | 919.55 | 0 | 0 | 0 | 0 | 0 | 27.04 | [8 empty] | 0
Jersey Gardens Phase 1 | 1 | Solar | Solar | Operating | 1.7 | 1.7 | 921.25 | 0 | 0 | 0 | 0 | 0 | 27.04 | [8 empty] | 0
Jersey Gardens Phase 2 | 1 | Solar | Solar | Operating | 2.3 | 2.3 | 923.55 | 0 | 0 | 0 | 0 | 0 | 27.04 | [8 empty] | 0
JMB Mcguire-Dix-Lakehurst Solar Project | UCIV | Solar | Solar | Operating | 11.4 | 11.4 | 934.95 | 0 | 0 | 0 | 0 | 0 | 27.04 | [8 empty] | 0
Johnson Matthey Inc Solar | PV1 | Solar | Solar | Operating | 4 | 4 | 938.95 | 0 | 0 | 0 | 0 | 0 | 27.04 | [8 empty] | 0
Jordache Enterprises Solar | 2 | Solar | Solar | Operating | 1 | 1 | 939.95 | 0 | 0 | 0 | 0 | 0 | 27.04 | [8 empty] | 0
Jordache Enterprises Solar | PV | Solar | Solar | Operating | 1.3 | 1.3 | 941.25 | 0 | 0 | 0 | 0 | 0 | 27.04 | [8 empty] | 0
Junction Road Solar Facility (NJRCEV) | JUNCT | Solar | Solar | Operating | 4.4 | 4.4 | 945.65 | 0 | 0 | 0 | 0 | 0 | 27.04 | [8 empty] | 0
KDC Solar Branchburg (Imclone) | IM | Solar | Solar | Operating | 10 | 10 | 955.65 | 0 | 0 | 0 | 0 | 0 | 27.04 | [8 empty] | 0
KDC Solar RTC (Delilah Road Landfill) | DRLS | Solar | Solar | Operating | 8.5 | 8.5 | 964.15 | 0 | 0 | 0 | 0 | 0 | 27.04 | [8 empty] | 0
Kearny Landfill Solar Project (NJMC 1A Landfill) | NJMC | Solar | Solar | Operating | 2.5 | 2.5 | 966.65 | 0 | 0 | 0 | 0 | 0 | 27.04 | [8 empty] | 0
Kearny Solar Project | 1 | Solar | Solar | Operating | 0.44 | 0.44 | 967.09 | 0 | 0 | 0 | 0 | 0 | 27.04 | [8 empty] | 0
Kelford Solar Project | KELF1 | Solar | Solar | Operating | 21.5 | 21.5 | 988.59 | 0 | 0 | 0 | 0 | 0 | 27.04 | [8 empty] | 0
Kelly Solar | 1 | Solar | Solar | Operating | 0.15 | 0.15 | 988.74 | 0 | 0 | 0 | 0 | 0 | 27.04 | [8 empty] | 0
Kent County Water Treatment Solar Project | 1 | Solar | Solar | Operating | 1.2 | 1.2 | 989.94 | 0 | 0 | 0 | 0 | 0 | 27.04 | [8 empty] | 0
Kent County-Kennedyville | PVKV | Solar | Solar | Operating | 1 | 1 | 990.94 | 0 | 0 | 0 | 0 | 0 | 27.04 | [8 empty] | 0
Keystone Solar Project | KSTN | Solar | Solar | Operating | 5 | 5 | 995.94 | 0 | 0 | 0 | 0 | 0 | 27.04 | [8 empty] | 0
Kingsville Solar (MOM’s Organic Market) | 1 | Solar | Solar | Operating | 1.5 | 1.5 | 997.44 | 0 | 0 | 0 | 0 | 0 | 27.04 | [8 empty] | 0
Knouse Foods Solar Plant | 1 | Solar | Solar | Operating | 3 | 3 | 1000.44 | 0 | 0 | 0 | 0 | 0 | 27.04 | [8 empty] | 0
L&D Landfill Solar Project | L&D | Solar | Solar | Operating | 10 | 10 | 1010.44 | 0 | 0 | 0 | 0 | 0 | 27.04 | [8 empty] | 0
L'Oreal Piscataway Solar Project | UNIT1 | Solar | Solar | Operating | 1.3 | 1.3 | 1085.14 | 0 | 0 | 0 | 0 | 0 | 27.04 | [8 empty] | 0
Lakewood Seven Solar Project | PV1 | Solar | Solar | Operating | 1 | 1 | 1011.44 | 0 | 0 | 0 | 0 | 0 | 27.04 | [8 empty] | 0
Landis Sewerage Authority Solar Project | PV1 | Solar | Solar | Operating | 3.7 | 3.7 | 1015.14 | 0 | 0 | 0 | 0 | 0 | 27.04 | [8 empty] | 0
Laurel Mountain Battery Storage Project | 2 | Other Fuel | Other | Operating | 32 | 32 | 1047.14 | 0 | 0 | 0 | 0 | 0 | 0 | [8 empty] | 0
Lawrenceville School Solar Facility | TLS | Solar | Solar | Operating | 5.2 | 5.2 | 1052.34 | 0 | 0 | 0 | 0 | 0 | 27.04 | [8 empty] | 0
Lebanon Solar | LSNJ | Solar | Solar | Operating | 2 | 2 | 1054.34 | 0 | 0 | 0 | 0 | 0 | 27.04 | [8 empty] | 0
Leggett Solar Farm | 1 | Solar | Solar | Operating | 5 | 5 | 1059.34 | 0 | 0 | 0 | 0 | 0 | 27.04 | [8 empty] | 0
Lewiston Solar Farm | 5MWPV | Solar | Solar | Operating | 5 | 5 | 1064.34 | 0 | 0 | 0 | 0 | 0 | 27.04 | [8 empty] | 0
Lincoln Financial Field Solar Plant | GEN1 | Solar | Solar | Operating | 2.9 | 2.9 | 1067.24 | 0 | 0 | 0 | 0 | 0 | 27.04 | [8 empty] | 0
Linden Solar Farm | LIND | Solar | Solar | Operating | 2.7 | 2.7 | 1069.94 | 0 | 0 | 0 | 0 | 0 | 27.04 | [8 empty] | 0
Livingston Solar Canopies | LVSC | Solar | Solar | Operating | 6.4 | 6.4 | 1076.34 | 0 | 0 | 0 | 0 | 0 | 27.04 | [8 empty] | 0
Livingston Solar Farm | LVSF | Solar | Solar | Operating | 1.2 | 1.2 | 1077.54 | 0 | 0 | 0 | 0 | 0 | 27.04 | [8 empty] | 0
Long Farm 46 Solar | PV1 | Solar | Solar | Operating | 5 | 5 | 1082.54 | 0 | 0 | 0 | 0 | 0 | 27.04 | [8 empty] | 0
Longwood Gardens Solar Plant | 1 | Solar | Solar | Operating | 1.3 | 1.3 | 1083.84 | 0 | 0 | 0 | 0 | 0 | 27.04 | [8 empty] | 0
Macy's East Brunswick Solar | 1 | Solar | Solar | Operating | 0.42 | 0.42 | 1085.56 | 0 | 0 | 0 | 0 | 0 | 27.04 | [8 empty] | 0
Magnolia Solar | 1 | Solar | Solar | Operating | 0.05 | 0.05 | 1085.61 | 0 | 0 | 0 | 0 | 0 | 27.04 | [8 empty] | 0
Manahawkin Solar | 1 | Solar | Solar | Operating | 0.21 | 0.21 | 1085.82 | 0 | 0 | 0 | 0 | 0 | 27.04 | [8 empty] | 0
Manalapan Village Solar Project | MANVL | Solar | Solar | Operating | 3.5 | 3.5 | 1089.32 | 0 | 0 | 0 | 0 | 0 | 27.04 | [8 empty] | 0
Mantua - KHL722 | 1 | Solar | Solar | Operating | 0.2 | 0.2 | 1089.52 | 0 | 0 | 0 | 0 | 0 | 27.04 | [8 empty] | 0
Marlboro Mushrooms Solar Field | GEN1 | Solar | Solar | Operating | 1 | 1 | 1090.52 | 0 | 0 | 0 | 0 | 0 | 27.04 | [8 empty] | 0
Martin Limestone Solar Array Plant | GEN1 | Solar | Solar | Operating | 1 | 1 | 1091.52 | 0 | 0 | 0 | 0 | 0 | 27.04 | [8 empty] | 0
Maryland Solar Project | MSH1 | Solar | Solar | Operating | 20.9 | 20.9 | 1112.42 | 0 | 0 | 0 | 0 | 0 | 27.04 | 14.9 |  |  | 37943 | 20.67 |  |  |  | 0
Masser Farms Realty Solar | MFRS | Solar | Solar | Operating | 1 | 1 | 1113.42 | 0 | 0 | 0 | 0 | 0 | 27.04 | [8 empty] | 0
Matrix Buildings A&B (Perth Amboy) Solar | MATR | Solar | Solar | Operating | 2.5 | 2.5 | 1115.92 | 0 | 0 | 0 | 0 | 0 | 27.04 | [8 empty] | 0
Matrix Buildings A&B (Perth Amboy) Solar | SWC1 | Solar | Solar | Operating | 3.5 | 3.5 | 1119.42 | 0 | 0 | 0 | 0 | 0 | 27.04 | [8 empty] | 0
Mays Landing Solar Facility | 1 | Solar | Solar | Operating | 4 | 4 | 1123.42 | 0 | 0 | 0 | 0 | 0 | 27.04 | [8 empty] | 0
MC1 Solar Farm | MC1PV | Solar | Solar | Operating | 5 | 5 | 1128.42 | 0 | 0 | 0 | 0 | 0 | 27.04 | [8 empty] | 0
MCCo Solar Generating Facility | MCCO1 | Solar | Solar | Operating | 0.6 | 0.6 | 1129.02 | 0 | 0 | 0 | 0 | 0 | 27.04 | [8 empty] | 0
McGraw Hill Solar Farm | MCGRH | Solar | Solar | Operating | 12 | 12 | 1141.02 | 0 | 0 | 0 | 0 | 0 | 27.04 | [8 empty] | 0
McHenry Storage Project | MCH1 | Other Fuel | Other | Operating | 20 | 20 | 1161.02 | 0 | 0 | 0 | 0 | 0 | 0 | [8 empty] | 0
McKee City Solar Phase 2 | UNIT1 | Solar | Solar | Operating | 2.6 | 2.6 | 1163.62 | 0 | 0 | 0 | 0 | 0 | 27.04 | [8 empty] | 0
MEBA Calhoon Solar Project | 1 | Solar | Solar | Operating | 1.5 | 1.5 | 1165.12 | 0 | 0 | 0 | 0 | 0 | 27.04 | [8 empty] | 0
Medford WWTP | MED1 | Solar | Solar | Operating | 1.3 | 1.3 | 1166.42 | 0 | 0 | 0 | 0 | 0 | 27.04 | [8 empty] | 0
Mercer County College Solar | PV01 | Solar | Solar | Operating | 7.5 | 7.5 | 1173.92 | 0 | 0 | 0 | 0 | 0 | 27.04 | [8 empty] | 0
Mercer Mall | 1 | Solar | Solar | Operating | 1.1 | 1.1 | 1175.02 | 0 | 0 | 0 | 0 | 0 | 27.04 | [8 empty] | 0
Middlesex Apple Orchard Complex | SEF-1 | Solar | Solar | Operating | 1.3 | 1.3 | 1176.32 | 0 | 0 | 0 | 0 | 0 | 27.04 | [8 empty] | 0
Middlesex Apple Orchard Complex | SEF-2 | Solar | Solar | Operating | 3.4 | 3.4 | 1179.72 | 0 | 0 | 0 | 0 | 0 | 27.04 | [8 empty] | 0
Mill Creek Solar | MILLC | Solar | Solar | Operating | 3.5 | 3.5 | 1183.22 | 0 | 0 | 0 | 0 | 0 | 27.04 | [8 empty] | 0
Millville Solar Project(Mill-Green) | U1BB | Solar | Solar | Operating | 1 | 1 | 1184.22 | 0 | 0 | 0 | 0 | 0 | 27.04 | [8 empty] | 0
Millville Solar Project(Mill-Green) | U2DB | Solar | Solar | Operating | 0.5 | 0.5 | 1184.72 | 0 | 0 | 0 | 0 | 0 | 27.04 | [8 empty] | 0
Milton NaS Battery Storage Project | 1 | Other Fuel | Other | Operating | 2 | 2 | 1186.72 | 0 | 0 | 0 | 0 | 0 | 0 | [8 empty] | 0
Modlin Farm Solar | MSFPV | Solar | Solar | Operating | 5 | 5 | 1191.72 | 0 | 0 | 0 | 0 | 0 | 27.04 | [8 empty] | 0
Monroe Solar | 1 | Solar | Solar | Operating | 0.46 | 0.46 | 1192.18 | 0 | 0 | 0 | 0 | 0 | 27.04 | [8 empty] | 0
Morgans Corner Solar Energy Project | 1 | Solar | Solar | Operating | 20 | 20 | 1212.18 | 0 | 0 | 0 | 0 | 0 | 27.04 |  |  |  | 0 | 0 |  |  |  | 0
Morgantown Solar Park | 1 | Solar | Solar | Operating | 1.6 | 1.6 | 1213.78 | 0 | 0 | 0 | 0 | 0 | 27.04 | [8 empty] | 0
Mount St. Mary's PV Park | 1 | Solar | Solar | Operating | 1.68 | 1.68 | 1215.46 | 0 | 0 | 0 | 0 | 0 | 27.04 | [8 empty] | 0
Mount St. Mary's PV Park | PV1 | Solar | Solar | Operating | 13.7 | 13.7 | 1229.16 | 0 | 0 | 0 | 0 | 0 | 27.04 | [8 empty] | 0
Mt. Laurel CleanLight Solar Project | 1 | Solar | Solar | Operating | 2.8 | 2.8 | 1231.96 | 0 | 0 | 0 | 0 | 0 | 27.04 | [8 empty] | 0
Murfreesboro Solar Project | 1 | Solar | Solar | Operating | 0.33 | 0.33 | 1232.29 | 0 | 0 | 0 | 0 | 0 | 27.04 | [8 empty] | 0
Murfreesboro Solar Project | 2 | Solar | Solar | Operating | 0.33 | 0.33 | 1232.63 | 0 | 0 | 0 | 0 | 0 | 27.04 | [8 empty] | 0
Murfreesboro Solar Project | 3 | Solar | Solar | Operating | 0.33 | 0.33 | 1232.96 | 0 | 0 | 0 | 0 | 0 | 27.04 | [8 empty] | 0
Murfreesboro Solar Project | 4 | Solar | Solar | Operating | 0.33 | 0.33 | 1233.29 | 0 | 0 | 0 | 0 | 0 | 27.04 | [8 empty] | 0
Murfreesboro Solar Project | 5 | Solar | Solar | Operating | 0.33 | 0.33 | 1233.63 | 0 | 0 | 0 | 0 | 0 | 27.04 | [8 empty] | 0
Murray Hill Solar | MHNJ | Solar | Solar | Operating | 1 | 1 | 1234.63 | 0 | 0 | 0 | 0 | 0 | 27.04 | [8 empty] | 0
Napoleon Solar I Project | 1 | Solar | Solar | Operating | 8 | 8 | 1242.63 | 0 | 0 | 0 | 0 | 0 | 27.04 | [8 empty] | 0
NC One Solar Plant | 1 | Solar | Solar | Operating | 1.8 | 1.8 | 1244.43 | 0 | 0 | 0 | 0 | 0 | 27.04 | [8 empty] | 0
New Haven Solar RES | PV1 | Solar | Solar | Operating | 1.08 | 1.08 | 1245.51 | 0 | 0 | 0 | 0 | 0 | 27.04 | [8 empty] | 0
New Hope Solar Project | 1 | Solar | Solar | Operating | 1.37 | 1.37 | 1246.88 | 0 | 0 | 0 | 0 | 0 | 27.04 | [8 empty] | 0
New Jersey Oak Solar Project | OAK | Solar | Solar | Operating | 10 | 10 | 1256.88 | 0 | 0 | 0 | 0 | 0 | 27.04 | [8 empty] | 0
NFI Cherry Hill Solar Project | CH | Solar | Solar | Operating | 1.1 | 1.1 | 1257.98 | 0 | 0 | 0 | 0 | 0 | 27.04 | [8 empty] | 0
NFI Solar PV Plant | P1 | Solar | Solar | Operating | 1.6 | 1.6 | 1259.58 | 0 | 0 | 0 | 0 | 0 | 27.04 | [8 empty] | 0
NFI Solar PV Plant | P2 | Solar | Solar | Operating | 0.8 | 0.8 | 1260.38 | 0 | 0 | 0 | 0 | 0 | 27.04 | [8 empty] | 0
NHA Mansfield Solar Project | PV1 | Solar | Solar | Operating | 5 | 5 | 1265.38 | 0 | 0 | 0 | 0 | 0 | 27.04 | [8 empty] | 0
Nixon Farm Solar Project | 1 | Solar | Solar | Operating | 1.2 | 1.2 | 1266.58 | 0 | 0 | 0 | 0 | 0 | 27.04 | [8 empty] | 0
North Bergen Solar Project | PV1 | Solar | Solar | Operating | 2.09 | 2.09 | 1268.67 | 0 | 0 | 0 | 0 | 0 | 27.04 | [8 empty] | 0
North Jersey Media Group Solar Facility | NJMG | Solar | Solar | Operating | 4.1 | 4.1 | 1272.77 | 0 | 0 | 0 | 0 | 0 | 27.04 | [8 empty] | 0
North Main Road Solar Project | PV1 | Solar | Solar | Operating | 2.3 | 2.3 | 1275.07 | 0 | 0 | 0 | 0 | 0 | 27.04 | [8 empty] | 0
North Ninth Street Solar | SOL1 | Solar | Solar | Operating | 0.3 | 0.3 | 1275.37 | 0 | 0 | 0 | 0 | 0 | 27.04 | [8 empty] | 0
North Run | NRUN1 | Solar | Solar | Operating | 5 | 5 | 1280.37 | 0 | 0 | 0 | 0 | 0 | 27.04 | [8 empty] | 0
NorthPark Solar Farm #2 | 1 | Solar | Solar | Operating | 12.4 | 12.4 | 1292.77 | 0 | 0 | 0 | 0 | 0 | 27.04 | [8 empty] | 0
Northwest Bergen County Solar Plant | 1 | Solar | Solar | Operating | 0.33 | 0.33 | 1293.1 | 0 | 0 | 0 | 0 | 0 | 27.04 | [8 empty] | 0
Oberlin Spear Point Solar One | OSSO | Solar | Solar | Operating | 2 | 2 | 1295.1 | 0 | 0 | 0 | 0 | 0 | 27.04 | [8 empty] | 0
Ocean City Solar Project | 1 | Solar | Solar | Operating | 0.2 | 0.2 | 1295.3 | 0 | 0 | 0 | 0 | 0 | 27.04 | [8 empty] | 0
Ocean City Solar Project | 2 | Solar | Solar | Operating | 0.25 | 0.25 | 1295.55 | 0 | 0 | 0 | 0 | 0 | 27.04 | [8 empty] | 0
Ohio Northern University Solar Site | PV1 | Solar | Solar | Operating | 1.7 | 1.7 | 1297.25 | 0 | 0 | 0 | 0 | 0 | 27.04 | [8 empty] | 0
Old Bridge - KHL1132 | 1 | Solar | Solar | Operating | 0.2 | 0.2 | 1297.45 | 0 | 0 | 0 | 0 | 0 | 27.04 | [8 empty] | 0
Olive Solar (Clean Energy Solar Pilot Project) | OLPV1 | Solar | Solar | Operating | 5 | 5 | 1302.45 | 0 | 0 | 0 | 0 | 0 | 4.51 | 8.95 |  |  | 2518 | 17.2 |  |  |  | 0
Owens Corning Headquarters Solar Project | PV1 | Solar | Solar | Operating | 2.1 | 2.1 | 1304.55 | 0 | 0 | 0 | 0 | 0 | 27.04 | [8 empty] | 0
PA Solar Park Project | 1 | Solar | Solar | Operating | 10 | 10 | 1314.55 | 0 | 0 | 0 | 0 | 0 | 27.04 | [8 empty] | 0
Paradise Solar Project | 1 | Solar | Solar | Operating | 5 | 5 | 1319.55 | 0 | 0 | 0 | 0 | 0 | 27.04 | [8 empty] | 0
Parklands Landfill Solar | PARK | Solar | Solar | Operating | 7.8 | 7.8 | 1327.35 | 0 | 0 | 0 | 0 | 0 | 27.04 | [8 empty] | 0
Parlin Solar Farm | PV1 | Solar | Solar | Operating | 1.3 | 1.3 | 1328.65 | 0 | 0 | 0 | 0 | 0 | 27.04 | [8 empty] | 0
Parsippany Solar Plant | 1 | Solar | Solar | Operating | 1.2 | 1.2 | 1329.85 | 0 | 0 | 0 | 0 | 0 | 27.04 | [8 empty] | 0
Patriots Stadium Solar Plant | PV01 | Solar | Solar | Operating | 1 | 1 | 1330.85 | 0 | 0 | 0 | 0 | 0 | 27.04 | [8 empty] | 0
Paulsboro Refinery Other | GEN4 | Coal | Other | Operating | 11.6 | 11.6 | 1342.45 | 0 | 0 | 0 | 0 | 0 | 0 | [8 empty] | 0
Pennsauken Solar | GEN 1 | Solar | Solar | Operating | 0.2 | 0.2 | 1342.65 | 0 | 0 | 0 | 0 | 0 | 27.04 | [8 empty] | 0
Pennsauken Solar | GEN 2 | Solar | Solar | Operating | 0.2 | 0.2 | 1342.85 | 0 | 0 | 0 | 0 | 0 | 27.04 | [8 empty] | 0
Pennsauken Solar | GEN 3 | Solar | Solar | Operating | 0.1 | 0.1 | 1342.95 | 0 | 0 | 0 | 0 | 0 | 27.04 | [8 empty] | 0
Pennsauken Solar | GEN 4 | Solar | Solar | Operating | 0.2 | 0.2 | 1343.15 | 0 | 0 | 0 | 0 | 0 | 27.04 | [8 empty] | 0
Pennsauken Solar | GEN 5 | Solar | Solar | Operating | 0.1 | 0.1 | 1343.25 | 0 | 0 | 0 | 0 | 0 | 27.04 | [8 empty] | 0
Pennsauken Solar | GEN 6 | Solar | Solar | Operating | 0.2 | 0.2 | 1343.45 | 0 | 0 | 0 | 0 | 0 | 27.04 | [8 empty] | 0
Pennsauken Solar | GEN 7 | Solar | Solar | Operating | 0.2 | 0.2 | 1343.65 | 0 | 0 | 0 | 0 | 0 | 27.04 | [8 empty] | 0
Pennsauken Solar | GEN 8 | Solar | Solar | Operating | 0.2 | 0.2 | 1343.85 | 0 | 0 | 0 | 0 | 0 | 27.04 | [8 empty] | 0
Pennsauken Solar | GEN 9 | Solar | Solar | Operating | 0.1 | 0.1 | 1343.95 | 0 | 0 | 0 | 0 | 0 | 27.04 | [8 empty] | 0
Perdue Bridgeville Solar Project | BRID | Solar | Solar | Operating | 1.3 | 1.3 | 1345.25 | 0 | 0 | 0 | 0 | 0 | 27.04 | [8 empty] | 0
Perdue Salisbury Photovoltaic Plant | SALI | Solar | Solar | Operating | 1 | 1 | 1346.25 | 0 | 0 | 0 | 0 | 0 | 27.04 | [8 empty] | 0
Perryman Solar Farm | 1 | Solar | Solar | Operating | 20 | 20 | 1366.25 | 0 | 0 | 0 | 0 | 0 | 27.04 | [8 empty] | 0
Pfizer Peapack Solar | 7934 | Solar | Solar | Operating | 6.2 | 6.2 | 1372.45 | 0 | 0 | 0 | 0 | 0 | 27.04 | [8 empty] | 0
Philip Morris USA Solar Project | 1 | Solar | Solar | Operating | 2.45 | 2.45 | 1374.9 | 0 | 0 | 0 | 0 | 0 | 27.04 | [8 empty] | 0
Pickering Solar | 1 | Solar | Solar | Operating | 1.4 | 1.4 | 1376.3 | 0 | 0 | 0 | 0 | 0 | 27.04 | [8 empty] | 0
Pilesgrove Solar Project | PILE | Solar | Solar | Operating | 17.7 | 17.7 | 1394 | 0 | 0 | 0 | 0 | 0 | 27.04 | [8 empty] | 0
Plainfield One Solar | PV1 | Solar | Solar | Operating | 1.3 | 1.3 | 1395.3 | 0 | 0 | 0 | 0 | 0 | 27.04 | [8 empty] | 0
Plainfield Solar | 1 | Solar | Solar | Operating | 0.05 | 0.05 | 1395.35 | 0 | 0 | 0 | 0 | 0 | 27.04 | [8 empty] | 0
Plainsboro Solar Project | PZ1 | Solar | Solar | Operating | 1.6 | 1.6 | 1396.95 | 0 | 0 | 0 | 0 | 0 | 27.04 | [8 empty] | 0
Plainsboro Solar Project | PZ2 | Solar | Solar | Operating | 0.8 | 0.8 | 1397.75 | 0 | 0 | 0 | 0 | 0 | 27.04 | [8 empty] | 0
Plymouth Solar Project (SunEnergy1) | 1A | Solar | Solar | Operating | 2 | 2 | 1399.75 | 0 | 0 | 0 | 0 | 0 | 27.04 | [8 empty] | 0
Plymouth Solar Project (SunEnergy1) | 1B | Solar | Solar | Operating | 3 | 3 | 1402.75 | 0 | 0 | 0 | 0 | 0 | 27.04 | [8 empty] | 0
Pocono Raceway Solar Project | POCON | Solar | Solar | Operating | 3 | 3 | 1405.75 | 0 | 0 | 0 | 0 | 0 | 27.04 | [8 empty] | 0
Princeton University Solar (PV) | PV1 | Solar | Solar | Operating | 4.5 | 4.5 | 1410.25 | 0 | 0 | 0 | 0 | 0 | 27.04 | [8 empty] | 0
PSEG Mars Solar Garden (Hackettstown) | 1 | Solar | Solar | Operating | 2.2 | 2.2 | 1412.45 | 0 | 0 | 0 | 0 | 0 | 27.04 | [8 empty] | 0
PSEG Meadows Solar Energy Center | MEAD1 | Solar | Solar | Operating | 19.5 | 19.5 | 1431.95 | 0 | 0 | 0 | 0 | 0 | 27.04 | [8 empty] | 0
PSEG Milford Solar Farm | GEN1 | Solar | Solar | Operating | 11.8 | 11.8 | 1443.75 | 0 | 0 | 0 | 0 | 0 | 27.04 | [8 empty] | 0
PSEG Waldorf Solar Energy Center (Rockfish) | GEN1 | Solar | Solar | Operating | 10.3 | 10.3 | 1454.05 | 0 | 0 | 0 | 0 | 0 | 27.04 | [8 empty] | 0
PSEG Wyandot Solar Farm | 1 | Solar | Solar | Operating | 10 | 10 | 1464.05 | 0 | 0 | 0 | 0 | 0 | 27.04 | [8 empty] | 0
Queen Anne’s County Solar Farm | 1 | Solar | Solar | Operating | 2 | 2 | 1466.05 | 0 | 0 | 0 | 0 | 0 | 27.04 | [8 empty] | 0
Raritan ITS Solar Plant | GEN 1 | Solar | Solar | Operating | 2 | 2 | 1468.05 | 0 | 0 | 0 | 0 | 0 | 27.04 | [8 empty] | 0
Raritan Township Solar Project | 1 | Solar | Solar | Operating | 9.8 | 9.8 | 1477.85 | 0 | 0 | 0 | 0 | 0 | 27.04 | [8 empty] | 0
Rariton OMP (PV) | PV1 | Solar | Solar | Operating | 2.4 | 2.4 | 1480.25 | 0 | 0 | 0 | 0 | 0 | 27.04 | [8 empty] | 0
Reeves South Solar Plant | REEV1 | Solar | Solar | Operating | 1 | 1 | 1481.25 | 0 | 0 | 0 | 0 | 0 | 27.04 | [8 empty] | 0
Reeves Station Road Solar (East) | REEVE | Solar | Solar | Operating | 5.5 | 5.5 | 1486.75 | 0 | 0 | 0 | 0 | 0 | 27.04 | [8 empty] | 0
Renewvia Northport I | 1 | Solar | Solar | Operating | 1.25 | 1.25 | 1488 | 0 | 0 | 0 | 0 | 0 | 27.04 | [8 empty] | 0
RES Battery Utility of Ohio Battery Storage | BOU | Other Fuel | Other | Operating | 4 | 4 | 1492 | 0 | 0 | 0 | 0 | 0 | 0 | [8 empty] | 0
Richard Stockton College Solar Project | 2LOT7 | Solar | Solar | Operating | 0.5 | 0.5 | 1492.5 | 0 | 0 | 0 | 0 | 0 | 27.04 | [8 empty] | 0
Richard Stockton College Solar Project | LOT7 | Solar | Solar | Operating | 0.2 | 0.2 | 1492.7 | 0 | 0 | 0 | 0 | 0 | 27.04 | [8 empty] | 0
Richard Stockton College Solar Project | LOT7B | Solar | Solar | Operating | 0.2 | 0.2 | 1492.9 | 0 | 0 | 0 | 0 | 0 | 27.04 | [8 empty] | 0
Richard Stockton College Solar Project | SAC | Solar | Solar | Operating | 0.3 | 0.3 | 1493.2 | 0 | 0 | 0 | 0 | 0 | 27.04 | [8 empty] | 0
River Road Solar Project | PV1 | Solar | Solar | Operating | 5 | 5 | 1498.2 | 0 | 0 | 0 | 0 | 0 | 27.04 | [8 empty] | 0
River Terminal Development Solar | RTD5 | Solar | Solar | Operating | 0.4 | 0.4 | 1498.6 | 0 | 0 | 0 | 0 | 0 | 27.04 | [8 empty] | 0
Riverside Renewable Energy Project | 1 | Solar | Solar | Operating | 7.5 | 7.5 | 1506.1 | 0 | 0 | 0 | 0 | 0 | 27.04 | [8 empty] | 0
Riverside Solar | 1 | Solar | Solar | Operating | 0.4 | 0.4 | 1506.5 | 0 | 0 | 0 | 0 | 0 | 27.04 | [8 empty] | 0
Rock Solid Solar Project | ROCK1 | Solar | Solar | Operating | 8 | 8 | 1514.5 | 0 | 0 | 0 | 0 | 0 | 27.04 | [8 empty] | 0
Rocky Mount Solar Facility | 1 | Solar | Solar | Operating | 1 | 1 | 1515.5 | 0 | 0 | 0 | 0 | 0 | 27.04 | [8 empty] | 0
Rocky Mount Solar Facility | 2 | Solar | Solar | Operating | 2.5 | 2.5 | 1518 | 0 | 0 | 0 | 0 | 0 | 27.04 | [8 empty] | 0
Romark PA Solar | 1 | Solar | Solar | Operating | 1.8 | 1.8 | 1519.8 | 0 | 0 | 0 | 0 | 0 | 27.04 | [8 empty] | 0
Schell Solar Farm | PV1 | Solar | Solar | Operating | 5 | 5 | 1524.8 | 0 | 0 | 0 | 0 | 0 | 27.04 | [8 empty] | 0
Schering-Plough Campus Solar Facility | GEN 1 | Solar | Solar | Operating | 1.7 | 1.7 | 1526.5 | 0 | 0 | 0 | 0 | 0 | 27.04 | [8 empty] | 0
Scott Solar | 1 | Solar | Solar | Operating | 17 | 17 | 1543.5 | 0 | 0 | 0 | 0 | 0 | 27.04 | 459736.7 |  |  | 1 | 0.01 |  |  |  | 0
Seaboard Solar | 5MWPV | Solar | Solar | Operating | 4.99 | 4.99 | 1548.49 | 0 | 0 | 0 | 0 | 0 | 27.04 | [8 empty] | 0
Seabrook Farms Solar Facility | 2 | Solar | Solar | Operating | 3 | 3 | 1551.49 | 0 | 0 | 0 | 0 | 0 | 27.04 | [8 empty] | 0
Seabrook Farms Solar Facility | SBS1 | Solar | Solar | Operating | 3.2 | 3.2 | 1554.69 | 0 | 0 | 0 | 0 | 0 | 27.04 | [8 empty] | 0
Seabrook Village Solar Project (KDC Solar GRQ) | 7724 | Solar | Solar | Operating | 3.1 | 3.1 | 1557.79 | 0 | 0 | 0 | 0 | 0 | 27.04 | [8 empty] | 0
Seashore Solar | 8234 | Solar | Solar | Operating | 8.5 | 8.5 | 1566.29 | 0 | 0 | 0 | 0 | 0 | 27.04 | [8 empty] | 0
Secaucus Solar Project | 1 | Solar | Solar | Operating | 1.2 | 1.2 | 1567.49 | 0 | 0 | 0 | 0 | 0 | 27.04 | [8 empty] | 0
Secaucus Solar Project (Goya Foods) | PV1 | Solar | Solar | Operating | 1.6 | 1.6 | 1569.09 | 0 | 0 | 0 | 0 | 0 | 27.04 | [8 empty] | 0
Sharon Station Solar Project | SHRN1 | Solar | Solar | Operating | 2.7 | 2.7 | 1571.79 | 0 | 0 | 0 | 0 | 0 | 27.04 | [8 empty] | 0
Shawboro Solar Farm | SHAW1 | Solar | Solar | Operating | 20 | 20 | 1591.79 | 0 | 0 | 0 | 0 | 0 | 27.04 | [8 empty] | 0
Shore Point Solar Plant | 1 | Solar | Solar | Operating | 1 | 1 | 1592.79 | 0 | 0 | 0 | 0 | 0 | 27.04 | [8 empty] | 0
Silver Lake Solar Farm | SILV | Solar | Solar | Operating | 1.7 | 1.7 | 1594.49 | 0 | 0 | 0 | 0 | 0 | 27.04 | [8 empty] | 0
Silvi Gibraltar Rock Solar | 8502 | Solar | Solar | Operating | 2.5 | 2.5 | 1596.99 | 0 | 0 | 0 | 0 | 0 | 27.04 | [8 empty] | 0
Simons Solar Farm | SIMON | Solar | Solar | Operating | 4.99 | 4.99 | 1601.98 | 0 | 0 | 0 | 0 | 0 | 27.04 | [8 empty] | 0
Skillman PV | GEN 1 | Solar | Solar | Operating | 2.7 | 2.7 | 1604.68 | 0 | 0 | 0 | 0 | 0 | 27.04 | [8 empty] | 0
Snow Camp Solar Project | SCSPV | Solar | Solar | Operating | 1.73 | 1.73 | 1606.41 | 0 | 0 | 0 | 0 | 0 | 27.04 | [8 empty] | 0
Sol NC Power Project | HERT | Solar | Solar | Operating | 5 | 5 | 1611.41 | 0 | 0 | 0 | 0 | 0 | 27.04 | [8 empty] | 0
Solar Power | 1 | Solar | Solar | Operating | 1.6 | 1.6 | 1613.01 | 0 | 0 | 0 | 0 | 0 | 27.04 | [8 empty] | 0
Solar Star New Jersey NJ Plant | 1 | Solar | Solar | Operating | 1.5 | 1.5 | 1614.51 | 0 | 0 | 0 | 0 | 0 | 27.04 | [8 empty] | 0
Somerset County Solar Project | 1 | Solar | Solar | Operating | 5 | 5 | 1619.51 | 0 | 0 | 0 | 0 | 0 | 27.04 | [8 empty] | 0
Somerset Solar | 1 | Solar | Solar | Operating | 0.05 | 0.05 | 1619.56 | 0 | 0 | 0 | 0 | 0 | 27.04 | [8 empty] | 0
South Brunswick (Matrix) Solar Plant | STULT | Solar | Solar | Operating | 2.6 | 2.6 | 1622.16 | 0 | 0 | 0 | 0 | 0 | 27.04 | [8 empty] | 0
South Brunswick Industrial Park Solar | UNIT1 | Solar | Solar | Operating | 2.7 | 2.7 | 1624.86 | 0 | 0 | 0 | 0 | 0 | 27.04 | [8 empty] | 0
South Campus Solar Project | GA500 | Solar | Solar | Operating | 0.5 | 0.5 | 1625.36 | 0 | 0 | 0 | 0 | 0 | 27.04 | [8 empty] | 0
South Campus Solar Project | SG333 | Solar | Solar | Operating | 0.3 | 0.3 | 1625.66 | 0 | 0 | 0 | 0 | 0 | 27.04 | [8 empty] | 0
South Campus Solar Project | SG500 | Solar | Solar | Operating | 0.5 | 0.5 | 1626.16 | 0 | 0 | 0 | 0 | 0 | 27.04 | [8 empty] | 0
Southern Division Headquarters Solar Project | 1 | Solar | Solar | Operating | 1.1 | 1.1 | 1627.26 | 0 | 0 | 0 | 0 | 0 | 27.04 | [8 empty] | 0
Spice Mill Solar | 1 | Solar | Solar | Operating | 1 | 1 | 1628.26 | 0 | 0 | 0 | 0 | 0 | 27.04 | [8 empty] | 0
Spire Solar Chicago | 1 | Solar | Solar | Operating | 0.95 | 0.95 | 1629.21 | 0 | 0 | 0 | 0 | 0 | 27.04 | [8 empty] | 0
Springfield Solar | PV1 | Solar | Solar | Operating | 1.5 | 1.5 | 1630.71 | 0 | 0 | 0 | 0 | 0 | 27.04 | [8 empty] | 0
St Joseph of the Palisades Solar | 1 | Solar | Solar | Operating | 0.16 | 0.16 | 1630.87 | 0 | 0 | 0 | 0 | 0 | 27.04 | [8 empty] | 0
Staples Distribution Center Solar Plant | 1 | Solar | Solar | Operating | 1.5 | 1.5 | 1632.37 | 0 | 0 | 0 | 0 | 0 | 27.04 | [8 empty] | 0
Stewartsville Solar Farm | 1 | Solar | Solar | Operating | 18 | 18 | 1650.37 | 0 | 0 | 0 | 0 | 0 | 27.04 | [8 empty] | 0
Suitland Federal Center | 1 | Solar | Solar | Operating | 0.1 | 0.1 | 1650.47 | 0 | 0 | 0 | 0 | 0 | 27.04 | [8 empty] | 0
Summit Associates Solar Project | SUMA | Solar | Solar | Operating | 1.9 | 1.9 | 1652.37 | 0 | 0 | 0 | 0 | 0 | 27.04 | [8 empty] | 0
Summit Farms Solar (Wildwood Solar) | PV1 | Solar | Solar | Operating | 60 | 60 | 1712.37 | 0 | 0 | 0 | 0 | 0 | 27.04 | 1101.56 |  |  | 1473 | 3.3 |  |  |  | 0
Sunbury Solar Farm (Sugar Run Solar) | SRS15 | Solar | Solar | Operating | 5 | 5 | 1717.37 | 0 | 0 | 0 | 0 | 0 | 27.04 | [8 empty] | 0
Tarboro Solar | 5MWPV | Solar | Solar | Operating | 5 | 5 | 1722.37 | 0 | 0 | 0 | 0 | 0 | 27.04 | [8 empty] | 0
Tinton Falls Solar Farm | UNIT1 | Solar | Solar | Operating | 16 | 16 | 1738.37 | 0 | 0 | 0 | 0 | 0 | 27.04 | [8 empty] | 0
Titusville Solar Project | PV1 | Solar | Solar | Operating | 4.1 | 4.1 | 1742.47 | 0 | 0 | 0 | 0 | 0 | 27.04 | [8 empty] | 0
Toledo | GEN1 | Coal | Other | Operating | 6 | 6 | 1748.47 | 0 | 0 | 0 | 0 | 0 | 0 | [8 empty] | 1
Toledo Zoo Solar Ground Array | AWS1 | Solar | Solar | Operating | 1.7 | 1.7 | 1750.17 | 0 | 0 | 0 | 0 | 0 | 27.04 | [8 empty] | 0
Tolson Solar Farm | 1 | Solar | Solar | Operating | 3 | 3 | 1753.17 | 0 | 0 | 0 | 0 | 0 | 27.04 | [8 empty] | 0
Toms River Solar | 1 | Solar | Solar | Operating | 0.24 | 0.24 | 1753.41 | 0 | 0 | 0 | 0 | 0 | 27.04 | [8 empty] | 0
Town of Chestertown Solar Farm | PV1 | Solar | Solar | Operating | 1 | 1 | 1754.41 | 0 | 0 | 0 | 0 | 0 | 27.04 | [8 empty] | 0
Toys R Us Solar Project | PV1 | Solar | Solar | Operating | 4.1 | 4.1 | 1758.51 | 0 | 0 | 0 | 0 | 0 | 27.04 | [8 empty] | 0
Trenton Solar Farm | TREN | Solar | Solar | Operating | 1 | 1 | 1759.51 | 0 | 0 | 0 | 0 | 0 | 27.04 | [8 empty] | 0
Turnkey Project - GlaxoSmith | 1 | Solar | Solar | Operating | 1.6 | 1.6 | 1761.11 | 0 | 0 | 0 | 0 | 0 | 27.04 | [8 empty] | 0
TWE Kelford Solar Project | FLS1 | Solar | Solar | Operating | 5 | 5 | 1766.11 | 0 | 0 | 0 | 0 | 0 | 27.04 | [8 empty] | 0
Twin Branch Solar (Clean Energy Solar Pilot Project) | TBPV1 | Solar | Solar | Operating | 2.6 | 2.6 | 1768.71 | 0 | 0 | 0 | 0 | 0 | 58.21 | 109.03 |  |  | 1388 | 14.54 |  |  |  | 0
Two Mile Desert Road Solar Farm | TMS1 | Solar | Solar | Operating | 5 | 5 | 1773.71 | 0 | 0 | 0 | 0 | 0 | 27.04 | [8 empty] | 0
UMES Solar Project | 1 | Solar | Solar | Operating | 2.1 | 2.1 | 1775.81 | 0 | 0 | 0 | 0 | 0 | 27.04 | [8 empty] | 0
UMMS (Pocomoke) Solar Facility | PV1 | Solar | Solar | Operating | 2.8 | 2.8 | 1778.61 | 0 | 0 | 0 | 0 | 0 | 27.04 | [8 empty] | 0
United Stationers Supply Solar | SEF-A | Solar | Solar | Operating | 2 | 2 | 1780.61 | 0 | 0 | 0 | 0 | 0 | 27.04 | [8 empty] | 0
United Stationers Supply Solar | SEF-B | Solar | Solar | Operating | 0.8 | 0.8 | 1781.41 | 0 | 0 | 0 | 0 | 0 | 27.04 | [8 empty] | 0
University of Toledo Solar (Scott Park Campus) | 1 | Solar | Solar | Operating | 1.12 | 1.12 | 1782.53 | 0 | 0 | 0 | 0 | 0 | 27.04 | [8 empty] | 0
Village Of Oak Harbor Solar Farm | 1 | Solar | Solar | Operating | 1.88 | 1.88 | 1784.41 | 0 | 0 | 0 | 0 | 0 | 27.04 | [8 empty] | 0
Vineland Headquarters Solar Plant | VHQ | Solar | Solar | Operating | 1.1 | 1.1 | 1785.51 | 0 | 0 | 0 | 0 | 0 | 27.04 | [8 empty] | 0
Vineland Solar One (Landis Sewage) | CVS1 | Solar | Solar | Operating | 2.3 | 2.3 | 1787.81 | 0 | 0 | 0 | 0 | 0 | 27.04 | [8 empty] | 0
Vineland Solar One (Landis Sewage) | CVS2 | Solar | Solar | Operating | 1.8 | 1.8 | 1789.61 | 0 | 0 | 0 | 0 | 0 | 27.04 | [8 empty] | 0
Vineland Solar Power Project | VNLND | Solar | Solar | Operating | 4.3 | 4.3 | 1793.91 | 0 | 0 | 0 | 0 | 0 | 27.04 | [8 empty] | 0
Voorhees - KHL723 | 1 | Solar | Solar | Operating | 0.29 | 0.29 | 1794.2 | 0 | 0 | 0 | 0 | 0 | 27.04 | [8 empty] | 0
W.C. Beckjord Battery Storage | BECK1 | Other Fuel | Other | Operating | 2 | 2 | 1796.2 | 0 | 0 | 0 | 0 | 0 | 0 | [8 empty] | 0
W.C. Beckjord Battery Storage | BECK2 | Other Fuel | Other | Operating | 2 | 2 | 1798.2 | 0 | 0 | 0 | 0 | 0 | 0 | [8 empty] | 0
Wakefern Food Corp | 1 | Solar | Solar | Operating | 2 | 2 | 1800.2 | 0 | 0 | 0 | 0 | 0 | 27.04 | [8 empty] | 0
Wapakoneta Solar Farm | 1 | Solar | Solar | Operating | 3 | 3 | 1803.2 | 0 | 0 | 0 | 0 | 0 | 27.04 | [8 empty] | 0
Warren County Solar | GEN 1 | Solar | Solar | Operating | 0.5 | 0.5 | 1803.7 | 0 | 0 | 0 | 0 | 0 | 27.04 | [8 empty] | 0
Warren County Solar | GEN 2 | Solar | Solar | Operating | 0.5 | 0.5 | 1804.2 | 0 | 0 | 0 | 0 | 0 | 27.04 | [8 empty] | 0
Warren County Solar | GEN 3 | Solar | Solar | Operating | 0.5 | 0.5 | 1804.7 | 0 | 0 | 0 | 0 | 0 | 27.04 | [8 empty] | 0
Warren County Solar | GEN 4 | Solar | Solar | Operating | 0.5 | 0.5 | 1805.2 | 0 | 0 | 0 | 0 | 0 | 27.04 | [8 empty] | 0
Warren Field Solar Project | 1 | Solar | Solar | Operating | 7 | 7 | 1812.2 | 0 | 0 | 0 | 0 | 0 | 27.04 | [8 empty] | 0
Warrior Run Advancion Energy Storage Array | BESS1 | Other Fuel | Other | Operating | 11 | 11 | 1823.2 | 0 | 0 | 0 | 0 | 0 | 0 | [8 empty] | 0
Wastewater Solar Project | 1 | Solar | Solar | Operating | 0.5 | 0.5 | 1823.7 | 0 | 0 | 0 | 0 | 0 | 27.04 | [8 empty] | 0
Waterloo Solar Plant | WS | Solar | Solar | Operating | 1 | 1 | 1824.7 | 0 | 0 | 0 | 0 | 0 | 27.04 | [8 empty] | 0
Watervliet Solar (Clean Energy Solar Pilot Project) | WVPV1 | Solar | Solar | Operating | 4.6 | 4.6 | 1829.3 | 0 | 0 | 0 | 0 | 0 | 6.61 | 50.14 |  |  | 606 | 9 |  |  |  | 0
Watson Seed Farm PV 1 | WAT1 | Solar | Solar | Operating | 20 | 20 | 1849.3 | 0 | 0 | 0 | 0 | 0 | 27.04 | [8 empty] | 0
WC Landfill Energy Project | SOLAR | Solar | Solar | Operating | 1.2 | 1.2 | 1850.5 | 0 | 0 | 0 | 0 | 0 | 27.04 | [8 empty] | 0
West Pemberton Solar Project | PV1 | Solar | Solar | Operating | 7 | 7 | 1857.5 | 0 | 0 | 0 | 0 | 0 | 27.04 | [8 empty] | 0
Westampton | 1 | Solar | Solar | Operating | 0.21 | 0.21 | 1857.71 | 0 | 0 | 0 | 0 | 0 | 27.04 | [8 empty] | 0
Western Branch High School Solar Project | 1 | Solar | Solar | Operating | 0.8 | 0.8 | 1858.51 | 0 | 0 | 0 | 0 | 0 | 27.04 | [8 empty] | 0
White Rose Solar PV Plant | WR | Solar | Solar | Operating | 4.2 | 4.2 | 1862.71 | 0 | 0 | 0 | 0 | 0 | 27.04 | [8 empty] | 0
White Solar Farm Project | WFSPV | Solar | Solar | Operating | 4.99 | 4.99 | 1867.7 | 0 | 0 | 0 | 0 | 0 | 27.04 | [8 empty] | 0
Whitehouse Solar Project | 1 | Solar | Solar | Operating | 20 | 20 | 1887.7 | 0 | 0 | 0 | 0 | 0 | 27.04 | 540866.7 |  |  | 1 | 0.01 |  |  |  | 0
Whole Foods Edgewater | 1 | Solar | Solar | Operating | 0.11 | 0.11 | 1887.81 | 0 | 0 | 0 | 0 | 0 | 27.04 | [8 empty] | 0
Whole Foods Ridgewood | SunE WF2 | Solar | Solar | Operating | 0.07 | 0.07 | 1887.88 | 0 | 0 | 0 | 0 | 0 | 27.04 | [8 empty] | 0
Willey Battery Storage Project | WBU | Other Fuel | Other | Operating | 6 | 6 | 1893.88 | 0 | 0 | 0 | 0 | 0 | 0 | [8 empty] | 0
William G. Mennen Sports Arena (Solar) | MMIR | Solar | Solar | Operating | 1 | 1 | 1894.88 | 0 | 0 | 0 | 0 | 0 | 27.04 | [8 empty] | 0
William Paterson University Solar Plant | WPU1 | Solar | Solar | Operating | 1.4 | 1.4 | 1896.28 | 0 | 0 | 0 | 0 | 0 | 27.04 | [8 empty] | 0
Williams-Sonoma Solar Facility | WS | Solar | Solar | Operating | 3 | 3 | 1899.28 | 0 | 0 | 0 | 0 | 0 | 27.04 | [8 empty] | 0
Williamston Solar Farm | 5MWPV | Solar | Solar | Operating | 5 | 5 | 1904.28 | 0 | 0 | 0 | 0 | 0 | 27.04 | [8 empty] | 0
Williamston Speight Solar | SPGHT | Solar | Solar | Operating | 15 | 15 | 1919.28 | 0 | 0 | 0 | 0 | 0 | 27.04 | [8 empty] | 0
Williamston West Solar Farm | 1 | Solar | Solar | Operating | 5 | 5 | 1924.28 | 0 | 0 | 0 | 0 | 0 | 27.04 | [8 empty] | 0
Willis Tower Solar Project | 1 | Solar | Solar | Operating | 2 | 2 | 1926.28 | 0 | 0 | 0 | 0 | 0 | 27.04 | [8 empty] | 0
Wilmington 1- Peninsula Solar | 1 | Solar | Solar | Operating | 1 | 1 | 1927.28 | 0 | 0 | 0 | 0 | 0 | 27.04 | [8 empty] | 0
Wilmington 2- Peninsula Solar | 1 | Solar | Solar | Operating | 1 | 1 | 1928.28 | 0 | 0 | 0 | 0 | 0 | 27.04 | [8 empty] | 0
Wilzig Associates Solar Plant | WILZG | Solar | Solar | Operating | 1.2 | 1.2 | 1929.48 | 0 | 0 | 0 | 0 | 0 | 27.04 | [8 empty] | 0
Windsor Cooper Hill Solar Project | 1 | Solar | Solar | Operating | 5 | 5 | 1934.48 | 0 | 0 | 0 | 0 | 0 | 27.04 | [8 empty] | 0
Windsor Solar Project | 5MWPV | Solar | Solar | Operating | 5 | 5 | 1939.48 | 0 | 0 | 0 | 0 | 0 | 27.04 | [8 empty] | 0
Winton Solar | 5MWPV | Solar | Solar | Operating | 4.99 | 4.99 | 1944.47 | 0 | 0 | 0 | 0 | 0 | 27.04 | [8 empty] | 0
Woodland Solar | 5MWPV | Solar | Solar | Operating | 4.99 | 4.99 | 1949.46 | 0 | 0 | 0 | 0 | 0 | 27.04 | [8 empty] | 0
Woodland Solar Center | 1 | Solar | Solar | Operating | 19 | 19 | 1968.46 | 0 | 0 | 0 | 0 | 0 | 27.04 | 513823.37 |  |  | 1 | 0.01 |  |  |  | 0
Worton Project (WGES Solar) | WRTN | Solar | Solar | Operating | 1 | 1 | 1969.46 | 0 | 0 | 0 | 0 | 0 | 27.04 | [8 empty] | 0
Wye Mills Solar Farm | PV1 | Solar | Solar | Operating | 10 | 10 | 1979.46 | 0 | 0 | 0 | 0 | 0 | 27.04 | [8 empty] | 0
Yankee Solar Facility | YS1 | Solar | Solar | Operating | 1.1 | 1.1 | 1980.56 | 0 | 0 | 0 | 0 | 0 | 2 | 2195 |  |  | 1 | 0.01 |  |  |  | 0
Yardville Solar Farm | YARD | Solar | Solar | Operating | 3.6 | 3.6 | 1984.16 | 0 | 0 | 0 | 0 | 0 | 27.04 | [8 empty] | 0
Gaston | 1 | Water | Hydro | Operating | 55 | 55 | 2039.16 | 0.78 | 0.3 | 0.48 | 0.48 | 0 | 2.86 | 2.31 |  |  | 102525 | 21.22 |  |  |  | 0
Gaston | 2 | Water | Hydro | Operating | 55 | 55 | 2094.16 | 0.78 | 0.3 | 0.48 | 0.48 | 0 | 2.86 | 2.31 |  |  | 102525 | 21.22 |  |  |  | 0
Gaston | 3 | Water | Hydro | Operating | 55 | 55 | 2149.16 | 0.78 | 0.3 | 0.48 | 0.48 | 0 | 2.86 | 2.31 |  |  | 102525 | 21.22 |  |  |  | 0
Gaston | 4 | Water | Hydro | Operating | 55 | 55 | 2204.16 | 0.78 | 0.3 | 0.48 | 0.48 | 0 | 2.86 | 2.31 |  |  | 102525 | 21.22 |  |  |  | 0
Joliet Refinery CT | GTG1 | Other Fuel | Combustion Turbine | Operating | 22 | 22 | 2226.16 | 1.44 | 0 | 1.44 | 1.44 | 0 | 7.09 |  | 5755 |  |  |  | 0.059 | 0.002 | 119.31 | 1
Pilot Hill Wind Project (K4 Wind Farm) | K4-1 | Wind | Wind | Operating | 175 | 175 | 2401.16 | 1.63 | 0 | 1.63 | 1.63 | 0 | 15.72 | 6.43 |  |  | 573434 | 37.3 |  |  |  | 0
Headwaters Wind Farm | 1 | Wind | Wind | Operating | 200 | 200 | 2601.16 | 1.64 | 0 | 1.64 | 1.64 | 0 | 15.87 | 6.38 |  |  | 670507 | 38.17 |  |  |  | 0
Amazon Web Services Wind Farm (Fowler Ridge IV Wind Farm) | 1 | Wind | Wind | Operating | 149.5 | 149.5 | 2750.66 | 1.65 | 0 | 1.65 | 1.65 | 0 | 15.75 | 7.08 |  |  | 433920 | 33.04 |  |  |  | 0
Minonk Wind Farm | 1 | Wind | Wind | Operating | 192.3 | 192.3 | 2942.96 | 1.69 | 0 | 1.69 | 1.69 | 0 | 16.24 | 6.61 |  |  | 636089 | 37.66 |  |  |  | 0
Wildcat Wind Farm | 1 | Wind | Wind | Operating | 200 | 200 | 3142.96 | 1.69 | 0 | 1.69 | 1.69 | 0 | 16.21 | 6.59 |  |  | 662516 | 37.71 |  |  |  | 0
Blue Creek I & II Wind Farm (Paulding Wind) | 1 | Wind | Wind | Operating | 276.06 | 276.06 | 3419.02 | 1.7 | 0 | 1.7 | 1.7 | 0 | 15.98 | 7.65 |  |  | 741067 | 30.56 |  |  |  | 0
Bishop Hill Wind Farm | 1 | Wind | Wind | Operating | 200 | 200 | 3619.02 | 1.71 | 0 | 1.71 | 1.71 | 0 | 16.21 | 7.11 |  |  | 601090 | 34.22 |  |  |  | 0
Fowler Ridge Wind Farm | FIA | Wind | Wind | Operating | 201.3 | 201.3 | 3820.32 | 1.71 | 0 | 1.71 | 1.71 | 0 | 15.92 | 8.17 |  |  | 496336 | 28.07 |  |  |  | 0
Fowler Ridge Wind Farm | FIB | Wind | Wind | Operating | 100 | 100 | 3920.32 | 1.71 | 0 | 1.71 | 1.71 | 0 | 15.92 | 8.17 |  |  | 246565 | 28.07 |  |  |  | 0
Fowler Ridge Wind Farm | FII | Wind | Wind | Operating | 150 | 150 | 4070.32 | 1.71 | 0 | 1.71 | 1.71 | 0 | 15.92 | 8.17 |  |  | 369848 | 28.07 |  |  |  | 0
Fowler Ridge Wind Farm | FIII | Wind | Wind | Operating | 99 | 99 | 4169.32 | 1.71 | 0 | 1.71 | 1.71 | 0 | 15.92 | 8.17 |  |  | 244100 | 28.07 |  |  |  | 0
Twin Ridges Wind Farm | 1 | Wind | Wind | Operating | 139.4 | 139.4 | 4308.72 | 1.74 | 0 | 1.74 | 1.74 | 0 | 16.52 | 7.04 |  |  | 434577 | 35.49 |  |  |  | 0
Mehoopany Wind | 1 | Wind | Wind | Operating | 142.6 | 142.6 | 4451.32 | 1.76 | 0 | 1.76 | 1.76 | 0 | 16.5 | 7.5 |  |  | 409855 | 32.72 |  |  |  | 0
Fair Wind Generating Facility | 1 | Wind | Wind | Operating | 30 | 30 | 4481.32 | 1.77 | 0 | 1.77 | 1.77 | 0 | 16.68 | 7.26 |  |  | 91215 | 34.61 |  |  |  | 0
FPL Energy Illinois Wind (De Kalb) | GE1.5 | Wind | Wind | Operating | 182.5 | 182.5 | 4663.82 | 1.78 | 0 | 1.78 | 1.78 | 0 | 16.64 | 7.44 |  |  | 536207 | 33.45 |  |  |  | 0
Pioneer Trail Wind Farm | PTWF | Wind | Wind | Operating | 4.99 | 4.99 | 4668.82 | 1.79 | 0 | 1.79 | 1.79 | 0 | 16.68 | 7.63 |  |  | 14256 | 32.5 |  |  |  | 0
Big Sky Wind Facility | 1 | Wind | Wind | Operating | 240 | 240 | 4908.82 | 1.8 | 0 | 1.8 | 1.8 | 0 | 16.24 | 9.27 |  |  | 522333 | 24.78 |  |  |  | 0
Shady Oaks Wind | 1 | Wind | Wind | Operating | 109.5 | 109.5 | 5018.32 | 1.8 | 0 | 1.8 | 1.8 | 0 | 16.79 | 7.47 |  |  | 323948 | 33.68 |  |  |  | 0
New Harvest Wind Power Project | 1 | Wind | Wind | Operating | 37.5 | 37.5 | 5055.82 | 1.81 | 0 | 1.81 | 1.81 | 0 | 16.91 | 7.4 |  |  | 113435 | 34.44 |  |  |  | 0
Blackstone Wind Farm II (Top Crop II) | GEN 1 | Wind | Wind | Operating | 200 | 200 | 5255.82 | 1.82 | 0 | 1.82 | 1.82 | 0 | 16.56 | 8.58 |  |  | 489941 | 27.89 |  |  |  | 0
Crystal Lake | GE15 | Wind | Wind | Operating | 25.01 | 25.01 | 5280.82 | 1.82 | 0 | 1.82 | 1.82 | 0 | 17.38 | 6.83 |  |  | 86738 | 39.49 |  |  |  | 0
Timber Road II Wind Farm | GEN1 | Wind | Wind | Operating | 99 | 99 | 5379.82 | 1.82 | 0 | 1.82 | 1.82 | 0 | 17.28 | 6.98 |  |  | 331587 | 38.13 |  |  |  | 0
Eastern Wind Farm (Four Mile Ridge) | 1 | Wind | Wind | Operating | 40 | 40 | 5419.82 | 1.83 | 0 | 1.83 | 1.83 | 0 | 17.26 | 7.18 |  |  | 129173 | 36.76 |  |  |  | 0
NedPower Mount Storm (West Virginia) | MS1 | Wind | Wind | Operating | 164 | 164 | 5583.82 | 1.83 | 0 | 1.83 | 1.83 | 0 | 16.57 | 8.74 |  |  | 393242 | 27.3 |  |  |  | 0
NedPower Mount Storm (West Virginia) | MS2 | Wind | Wind | Operating | 100 | 100 | 5683.82 | 1.83 | 0 | 1.83 | 1.83 | 0 | 16.57 | 8.74 |  |  | 239782 | 27.3 |  |  |  | 0
Story County Wind Farm | GE15 | Wind | Wind | Operating | 44.51 | 44.51 | 5728.33 | 1.84 | 0 | 1.84 | 1.84 | 0 | 17.38 | 7.08 |  |  | 147578 | 37.75 |  |  |  | 0
Old Trail Wind Farm (Twin Groves II) | 2 | Wind | Wind | Operating | 198 | 198 | 5926.33 | 1.85 | 0 | 1.85 | 1.85 | 0 | 17.1 | 7.84 |  |  | 565513 | 32.52 |  |  |  | 0
Big Island Hydro | BHG1 | Water | Hydro | Operating | 0.2 | 0.2 | 5926.53 | 1.86 | 0 | 1.86 | 1.86 | 0 | 110.78 | [8 empty] | 0
Big Island Hydro | BHG2 | Water | Hydro | Operating | 0.2 | 0.2 | 5926.73 | 1.86 | 0 | 1.86 | 1.86 | 0 | 110.78 | [8 empty] | 0
Conowingo Hydroelectric Generating Station | 1 | Water | Hydro | Operating | 48 | 48 | 5974.73 | 1.86 | 0 | 1.86 | 1.86 | 0 | 8.43 | 5.39 |  |  | 114881 | 27.25 |  |  |  | 0
Conowingo Hydroelectric Generating Station | 10 | Water | Hydro | Operating | 65 | 65 | 6039.73 | 1.86 | 0 | 1.86 | 1.86 | 0 | 8.43 | 5.39 |  |  | 155569 | 27.25 |  |  |  | 0
Conowingo Hydroelectric Generating Station | 11 | Water | Hydro | Operating | 65 | 65 | 6104.73 | 1.86 | 0 | 1.86 | 1.86 | 0 | 8.43 | 5.39 |  |  | 155569 | 27.25 |  |  |  | 0
Conowingo Hydroelectric Generating Station | 2 | Water | Hydro | Operating | 36 | 36 | 6140.73 | 1.86 | 0 | 1.86 | 1.86 | 0 | 8.43 | 5.39 |  |  | 86161 | 27.25 |  |  |  | 0
Conowingo Hydroelectric Generating Station | 3 | Water | Hydro | Operating | 48 | 48 | 6188.73 | 1.86 | 0 | 1.86 | 1.86 | 0 | 8.43 | 5.39 |  |  | 114881 | 27.25 |  |  |  | 0
Conowingo Hydroelectric Generating Station | 4 | Water | Hydro | Operating | 48 | 48 | 6236.73 | 1.86 | 0 | 1.86 | 1.86 | 0 | 8.43 | 5.39 |  |  | 114881 | 27.25 |  |  |  | 0
Conowingo Hydroelectric Generating Station | 5 | Water | Hydro | Operating | 36 | 36 | 6272.73 | 1.86 | 0 | 1.86 | 1.86 | 0 | 8.43 | 5.39 |  |  | 86161 | 27.25 |  |  |  | 0
Conowingo Hydroelectric Generating Station | 6 | Water | Hydro | Operating | 48 | 48 | 6320.73 | 1.86 | 0 | 1.86 | 1.86 | 0 | 8.43 | 5.39 |  |  | 114881 | 27.25 |  |  |  | 0
Conowingo Hydroelectric Generating Station | 7 | Water | Hydro | Operating | 48 | 48 | 6368.73 | 1.86 | 0 | 1.86 | 1.86 | 0 | 8.43 | 5.39 |  |  | 114881 | 27.25 |  |  |  | 0
Conowingo Hydroelectric Generating Station | 8 | Water | Hydro | Operating | 65 | 65 | 6433.73 | 1.86 | 0 | 1.86 | 1.86 | 0 | 8.43 | 5.39 |  |  | 155569 | 27.25 |  |  |  | 0
Conowingo Hydroelectric Generating Station | 9 | Water | Hydro | Operating | 65 | 65 | 6498.73 | 1.86 | 0 | 1.86 | 1.86 | 0 | 8.43 | 5.39 |  |  | 155569 | 27.25 |  |  |  | 0
Dam 5 | 1 | Water | Hydro | Operating | 0.5 | 0.5 | 6499.23 | 1.86 | 0 | 1.86 | 1.86 | 0 | 110.78 | [8 empty] | 0
Dam 5 | 2 | Water | Hydro | Operating | 0.5 | 0.5 | 6499.73 | 1.86 | 0 | 1.86 | 1.86 | 0 | 110.78 | [8 empty] | 0
Grand Ridge Wind Energy Center | 1 | Wind | Wind | Operating | 99 | 99 | 6598.73 | 1.86 | 0 | 1.86 | 1.86 | 0 | 16.85 | 8.56 |  |  | 249035 | 28.64 |  |  |  | 0
Grand Ridge Wind Energy Center | 2 | Wind | Wind | Operating | 51 | 51 | 6649.73 | 1.86 | 0 | 1.86 | 1.86 | 0 | 16.85 | 8.56 |  |  | 128291 | 28.64 |  |  |  | 0
Grand Ridge Wind Energy Center | 3 | Wind | Wind | Operating | 49.5 | 49.5 | 6699.23 | 1.86 | 0 | 1.86 | 1.86 | 0 | 16.85 | 8.56 |  |  | 124517 | 28.64 |  |  |  | 0
Grand Ridge Wind Energy Center | 4 | Wind | Wind | Operating | 10.5 | 10.5 | 6709.73 | 1.86 | 0 | 1.86 | 1.86 | 0 | 16.85 | 8.56 |  |  | 26413 | 28.64 |  |  |  | 0
Robert Moses Niagara | 1 | Water | Hydro | Operating | 3.81 | 3.81 | 6713.53 | 1.86 | 0 | 1.86 | 1.86 | 0 | 8.43 | 3.2 |  |  | 24006 | 71.69 |  |  |  | 0
Robert Moses Niagara | 10 | Water | Hydro | Operating | 3.81 | 3.81 | 6717.34 | 1.86 | 0 | 1.86 | 1.86 | 0 | 8.43 | 3.2 |  |  | 24006 | 71.69 |  |  |  | 0
Robert Moses Niagara | 11 | Water | Hydro | Operating | 3.81 | 3.81 | 6721.15 | 1.86 | 0 | 1.86 | 1.86 | 0 | 8.43 | 3.2 |  |  | 24006 | 71.69 |  |  |  | 0
Robert Moses Niagara | 12 | Water | Hydro | Operating | 3.81 | 3.81 | 6724.96 | 1.86 | 0 | 1.86 | 1.86 | 0 | 8.43 | 3.2 |  |  | 24006 | 71.69 |  |  |  | 0
Robert Moses Niagara | 13 | Water | Hydro | Operating | 3.81 | 3.81 | 6728.77 | 1.86 | 0 | 1.86 | 1.86 | 0 | 8.43 | 3.2 |  |  | 24006 | 71.69 |  |  |  | 0
Robert Moses Niagara | 2 | Water | Hydro | Operating | 3.81 | 3.81 | 6732.58 | 1.86 | 0 | 1.86 | 1.86 | 0 | 8.43 | 3.2 |  |  | 24006 | 71.69 |  |  |  | 0
Robert Moses Niagara | 3 | Water | Hydro | Operating | 3.81 | 3.81 | 6736.38 | 1.86 | 0 | 1.86 | 1.86 | 0 | 8.43 | 3.2 |  |  | 24006 | 71.69 |  |  |  | 0
Robert Moses Niagara | 4 | Water | Hydro | Operating | 3.81 | 3.81 | 6740.19 | 1.86 | 0 | 1.86 | 1.86 | 0 | 8.43 | 3.2 |  |  | 24006 | 71.69 |  |  |  | 0
Robert Moses Niagara | 5 | Water | Hydro | Operating | 3.81 | 3.81 | 6744 | 1.86 | 0 | 1.86 | 1.86 | 0 | 8.43 | 3.2 |  |  | 24006 | 71.69 |  |  |  | 0
Robert Moses Niagara | 6 | Water | Hydro | Operating | 3.81 | 3.81 | 6747.81 | 1.86 | 0 | 1.86 | 1.86 | 0 | 8.43 | 3.2 |  |  | 24006 | 71.69 |  |  |  | 0
Robert Moses Niagara | 7 | Water | Hydro | Operating | 3.81 | 3.81 | 6751.62 | 1.86 | 0 | 1.86 | 1.86 | 0 | 8.43 | 3.2 |  |  | 24006 | 71.69 |  |  |  | 0
Robert Moses Niagara | 8 | Water | Hydro | Operating | 3.81 | 3.81 | 6755.43 | 1.86 | 0 | 1.86 | 1.86 | 0 | 8.43 | 3.2 |  |  | 24006 | 71.69 |  |  |  | 0
Robert Moses Niagara | 9 | Water | Hydro | Operating | 3.81 | 3.81 | 6759.23 | 1.86 | 0 | 1.86 | 1.86 | 0 | 8.43 | 3.2 |  |  | 24006 | 71.69 |  |  |  | 0
Robert Moses Power Dam (St Lawrence F.D.Roosevelt) | 17 | Water | Hydro | Operating | 0.35 | 0.35 | 6759.58 | 1.86 | 0 | 1.86 | 1.86 | 0 | 8.43 | 3.08 |  |  | 2392 | 78.68 |  |  |  | 0
Robert Moses Power Dam (St Lawrence F.D.Roosevelt) | 18 | Water | Hydro | Operating | 0.35 | 0.35 | 6759.93 | 1.86 | 0 | 1.86 | 1.86 | 0 | 8.43 | 3.08 |  |  | 2392 | 78.68 |  |  |  | 0
Robert Moses Power Dam (St Lawrence F.D.Roosevelt) | 19 | Water | Hydro | Operating | 0.35 | 0.35 | 6760.27 | 1.86 | 0 | 1.86 | 1.86 | 0 | 8.43 | 3.08 |  |  | 2392 | 78.68 |  |  |  | 0
Robert Moses Power Dam (St Lawrence F.D.Roosevelt) | 20 | Water | Hydro | Operating | 0.35 | 0.35 | 6760.62 | 1.86 | 0 | 1.86 | 1.86 | 0 | 8.43 | 3.08 |  |  | 2392 | 78.68 |  |  |  | 0
Robert Moses Power Dam (St Lawrence F.D.Roosevelt) | 21 | Water | Hydro | Operating | 0.35 | 0.35 | 6760.96 | 1.86 | 0 | 1.86 | 1.86 | 0 | 8.43 | 3.08 |  |  | 2392 | 78.68 |  |  |  | 0
Robert Moses Power Dam (St Lawrence F.D.Roosevelt) | 22 | Water | Hydro | Operating | 0.35 | 0.35 | 6761.31 | 1.86 | 0 | 1.86 | 1.86 | 0 | 8.43 | 3.08 |  |  | 2392 | 78.68 |  |  |  | 0
Robert Moses Power Dam (St Lawrence F.D.Roosevelt) | 23 | Water | Hydro | Operating | 0.35 | 0.35 | 6761.66 | 1.86 | 0 | 1.86 | 1.86 | 0 | 8.43 | 3.08 |  |  | 2392 | 78.68 |  |  |  | 0
Robert Moses Power Dam (St Lawrence F.D.Roosevelt) | 24 | Water | Hydro | Operating | 0.35 | 0.35 | 6762 | 1.86 | 0 | 1.86 | 1.86 | 0 | 8.43 | 3.08 |  |  | 2392 | 78.68 |  |  |  | 0
Robert Moses Power Dam (St Lawrence F.D.Roosevelt) | 25 | Water | Hydro | Operating | 0.35 | 0.35 | 6762.35 | 1.86 | 0 | 1.86 | 1.86 | 0 | 8.43 | 3.08 |  |  | 2392 | 78.68 |  |  |  | 0
Robert Moses Power Dam (St Lawrence F.D.Roosevelt) | 26 | Water | Hydro | Operating | 0.35 | 0.35 | 6762.69 | 1.86 | 0 | 1.86 | 1.86 | 0 | 8.43 | 3.08 |  |  | 2392 | 78.68 |  |  |  | 0
Robert Moses Power Dam (St Lawrence F.D.Roosevelt) | 27 | Water | Hydro | Operating | 0.35 | 0.35 | 6763.04 | 1.86 | 0 | 1.86 | 1.86 | 0 | 8.43 | 3.08 |  |  | 2392 | 78.68 |  |  |  | 0
Robert Moses Power Dam (St Lawrence F.D.Roosevelt) | 28 | Water | Hydro | Operating | 0.35 | 0.35 | 6763.39 | 1.86 | 0 | 1.86 | 1.86 | 0 | 8.43 | 3.08 |  |  | 2392 | 78.68 |  |  |  | 0
Robert Moses Power Dam (St Lawrence F.D.Roosevelt) | 29 | Water | Hydro | Operating | 0.35 | 0.35 | 6763.73 | 1.86 | 0 | 1.86 | 1.86 | 0 | 8.43 | 3.08 |  |  | 2392 | 78.68 |  |  |  | 0
Robert Moses Power Dam (St Lawrence F.D.Roosevelt) | 30 | Water | Hydro | Operating | 0.35 | 0.35 | 6764.08 | 1.86 | 0 | 1.86 | 1.86 | 0 | 8.43 | 3.08 |  |  | 2392 | 78.68 |  |  |  | 0
Robert Moses Power Dam (St Lawrence F.D.Roosevelt) | 31 | Water | Hydro | Operating | 0.35 | 0.35 | 6764.42 | 1.86 | 0 | 1.86 | 1.86 | 0 | 8.43 | 3.08 |  |  | 2392 | 78.68 |  |  |  | 0
Robert Moses Power Dam (St Lawrence F.D.Roosevelt) | 32 | Water | Hydro | Operating | 0.35 | 0.35 | 6764.77 | 1.86 | 0 | 1.86 | 1.86 | 0 | 8.43 | 3.08 |  |  | 2392 | 78.68 |  |  |  | 0
High Trail Wind Farm (Twin Groves I) | 1 | Wind | Wind | Operating | 198 | 198 | 6962.77 | 1.87 | 0 | 1.87 | 1.87 | 0 | 17.1 | 8.12 |  |  | 541774 | 31.15 |  |  |  | 0
Meadow Lake I Wind Farm | GEN 1 | Wind | Wind | Operating | 199.7 | 199.7 | 7162.47 | 1.87 | 0 | 1.87 | 1.87 | 0 | 16.74 | 9.01 |  |  | 467962 | 26.68 |  |  |  | 0
Highland North Wind Farm | 1 | Wind | Wind | Operating | 75 | 75 | 7237.47 | 1.93 | 0 | 1.93 | 1.93 | 0 | 17.38 | 8.51 |  |  | 198012 | 30.06 |  |  |  | 0
Beech Ridge Wind Farm | GEN1 | Wind | Wind | Operating | 100.5 | 100.5 | 7337.97 | 1.95 | 0 | 1.95 | 1.95 | 0 | 17.6 | 8.39 |  |  | 274621 | 31.11 |  |  |  | 0
Laurel Hill | 1 | Wind | Wind | Operating | 69 | 69 | 7406.97 | 1.95 | 0 | 1.95 | 1.95 | 0 | 17.54 | 8.55 |  |  | 183462 | 30.27 |  |  |  | 0
Camp Grove Wind Farm | 1 | Wind | Wind | Operating | 150 | 150 | 7556.97 | 1.96 | 0 | 1.96 | 1.96 | 0 | 17.61 | 8.54 |  |  | 401561 | 30.48 |  |  |  | 0
Meadow Lake Wind Farm III | GEN 1 | Wind | Wind | Operating | 78.5 | 78.5 | 7635.48 | 1.97 | 0 | 1.97 | 1.97 | 0 | 17.54 | 8.77 |  |  | 202275 | 29.33 |  |  |  | 0
Sandy Ridge Wind Farm | 1 | Wind | Wind | Operating | 48.2 | 48.2 | 7683.68 | 1.98 | 0 | 1.98 | 1.98 | 0 | 18.41 | 7.68 |  |  | 155711 | 36.78 |  |  |  | 0
Laurel Mountain | 1 | Wind | Wind | Operating | 97.6 | 97.6 | 7781.28 | 1.99 | 0 | 1.99 | 1.99 | 0 | 17.31 | 9.65 |  |  | 220373 | 25.7 |  |  |  | 0
Meadow Lake Wind Farm II | GEN1 | Wind | Wind | Operating | 74 | 74 | 7855.28 | 1.99 | 0 | 1.99 | 1.99 | 0 | 17.63 | 9.01 |  |  | 185951 | 28.61 |  |  |  | 0
Armenia Mountain Wind | 1 | Wind | Wind | Operating | 100.5 | 100.5 | 7955.78 | 2.02 | 0 | 2.02 | 2.02 | 0 | 17.95 | 8.9 |  |  | 262390 | 29.72 |  |  |  | 0
Blackstone Wind Farm (Top Crop I) | GEN 1 | Wind | Wind | Operating | 102 | 102 | 8057.78 | 2.03 | 0 | 2.03 | 2.03 | 0 | 17.91 | 8.97 |  |  | 263021 | 29.36 |  |  |  | 0
Pinnacle Wind Farm | 1 | Wind | Wind | Operating | 55.2 | 55.2 | 8112.98 | 2.03 | 0 | 2.03 | 2.03 | 0 | 18.68 | 7.98 |  |  | 173382 | 35.76 |  |  |  | 0
EcoGrove Wind | 1 | Wind | Wind | Operating | 100.5 | 100.5 | 8213.48 | 2.05 | 0 | 2.05 | 2.05 | 0 | 17.95 | 9.24 |  |  | 250936 | 28.43 |  |  |  | 0
Holtwood Hydroelectric Plant | HW1 | Water | Hydro | Operating | 10 | 10 | 8223.48 | 2.05 | 0 | 2.05 | 2.05 | 0 | 8.43 | 4.57 |  |  | 33401 | 38.03 |  |  |  | 0
Holtwood Hydroelectric Plant | HW10 | Water | Hydro | Operating | 13.2 | 13.2 | 8236.68 | 2.05 | 0 | 2.05 | 2.05 | 0 | 8.43 | 4.57 |  |  | 44090 | 38.03 |  |  |  | 0
Holtwood Hydroelectric Plant | HW11 | Water | Hydro | Operating | 1.2 | 1.2 | 8237.88 | 2.05 | 0 | 2.05 | 2.05 | 0 | 8.43 | 4.57 |  |  | 4008 | 38.03 |  |  |  | 0
Holtwood Hydroelectric Plant | HW13 | Water | Hydro | Operating | 1.2 | 1.2 | 8239.08 | 2.05 | 0 | 2.05 | 2.05 | 0 | 8.43 | 4.57 |  |  | 4008 | 38.03 |  |  |  | 0
Holtwood Hydroelectric Plant | HW18 | Water | Hydro | Operating | 64.6 | 64.6 | 8303.68 | 2.05 | 0 | 2.05 | 2.05 | 0 | 8.43 | 4.57 |  |  | 215772 | 38.03 |  |  |  | 0
Holtwood Hydroelectric Plant | HW19 | Water | Hydro | Operating | 64.6 | 64.6 | 8368.28 | 2.05 | 0 | 2.05 | 2.05 | 0 | 8.43 | 4.57 |  |  | 215772 | 38.03 |  |  |  | 0
Holtwood Hydroelectric Plant | HW2 | Water | Hydro | Operating | 11.7 | 11.7 | 8379.98 | 2.05 | 0 | 2.05 | 2.05 | 0 | 8.43 | 4.57 |  |  | 39079 | 38.03 |  |  |  | 0
Holtwood Hydroelectric Plant | HW3 | Water | Hydro | Operating | 12.7 | 12.7 | 8392.68 | 2.05 | 0 | 2.05 | 2.05 | 0 | 8.43 | 4.57 |  |  | 42419 | 38.03 |  |  |  | 0
Holtwood Hydroelectric Plant | HW4 | Water | Hydro | Operating | 11.2 | 11.2 | 8403.88 | 2.05 | 0 | 2.05 | 2.05 | 0 | 8.43 | 4.57 |  |  | 37409 | 38.03 |  |  |  | 0
Holtwood Hydroelectric Plant | HW5 | Water | Hydro | Operating | 12.1 | 12.1 | 8415.98 | 2.05 | 0 | 2.05 | 2.05 | 0 | 8.43 | 4.57 |  |  | 40415 | 38.03 |  |  |  | 0
Holtwood Hydroelectric Plant | HW6 | Water | Hydro | Operating | 12.5 | 12.5 | 8428.48 | 2.05 | 0 | 2.05 | 2.05 | 0 | 8.43 | 4.57 |  |  | 41751 | 38.03 |  |  |  | 0
Holtwood Hydroelectric Plant | HW7 | Water | Hydro | Operating | 10.3 | 10.3 | 8438.78 | 2.05 | 0 | 2.05 | 2.05 | 0 | 8.43 | 4.57 |  |  | 34403 | 38.03 |  |  |  | 0
Holtwood Hydroelectric Plant | HW8 | Water | Hydro | Operating | 10.5 | 10.5 | 8449.28 | 2.05 | 0 | 2.05 | 2.05 | 0 | 8.43 | 4.57 |  |  | 35071 | 38.03 |  |  |  | 0
Holtwood Hydroelectric Plant | HW9 | Water | Hydro | Operating | 13.2 | 13.2 | 8462.48 | 2.05 | 0 | 2.05 | 2.05 | 0 | 8.43 | 4.57 |  |  | 44090 | 38.03 |  |  |  | 0
Meadow Lake Wind Farm IV | GEN 1 | Wind | Wind | Operating | 73.7 | 73.7 | 8536.18 | 2.1 | 0 | 2.1 | 2.1 | 0 | 17.64 | 10.52 |  |  | 154230 | 23.82 |  |  |  | 0
Criterion Wind Project | 1 | Wind | Wind | Operating | 70 | 70 | 8606.18 | 2.12 | 0 | 2.12 | 2.12 | 0 | 18.51 | 9.21 |  |  | 182563 | 29.69 |  |  |  | 0
Locust Ridge II | 1 | Wind | Wind | Operating | 102 | 102 | 8708.18 | 2.14 | 0 | 2.14 | 2.14 | 0 | 17.91 | 10.57 |  |  | 216696 | 24.19 |  |  |  | 0
South Chestnut Wind Project | 1 | Wind | Wind | Operating | 50.4 | 50.4 | 8758.58 | 2.2 | 0 | 2.2 | 2.2 | 0 | 18.29 | 10.64 |  |  | 109193 | 24.66 |  |  |  | 0
Patton Wind Farm | 1 | Wind | Wind | Operating | 30 | 30 | 8788.58 | 2.21 | 0 | 2.21 | 2.21 | 0 | 20.17 | 8.44 |  |  | 97125 | 36.86 |  |  |  | 0
Safe Harbor | 1 | Water | Hydro | Operating | 33 | 33 | 8821.58 | 2.27 | 0 | 2.27 | 2.27 | 0 | 8.43 | 6.74 |  |  | 62211 | 21.46 |  |  |  | 0
Safe Harbor | 10 | Water | Hydro | Operating | 37.5 | 37.5 | 8859.08 | 2.27 | 0 | 2.27 | 2.27 | 0 | 8.43 | 6.74 |  |  | 70694 | 21.46 |  |  |  | 0
Safe Harbor | 11 | Water | Hydro | Operating | 37.5 | 37.5 | 8896.58 | 2.27 | 0 | 2.27 | 2.27 | 0 | 8.43 | 6.74 |  |  | 70694 | 21.46 |  |  |  | 0
Safe Harbor | 12 | Water | Hydro | Operating | 37.5 | 37.5 | 8934.08 | 2.27 | 0 | 2.27 | 2.27 | 0 | 8.43 | 6.74 |  |  | 70694 | 21.46 |  |  |  | 0
Safe Harbor | 2 | Water | Hydro | Operating | 33 | 33 | 8967.08 | 2.27 | 0 | 2.27 | 2.27 | 0 | 8.43 | 6.74 |  |  | 62211 | 21.46 |  |  |  | 0
Safe Harbor | 3 | Water | Hydro | Operating | 32 | 32 | 8999.08 | 2.27 | 0 | 2.27 | 2.27 | 0 | 8.43 | 6.74 |  |  | 60326 | 21.46 |  |  |  | 0
Safe Harbor | 4 | Water | Hydro | Operating | 32 | 32 | 9031.08 | 2.27 | 0 | 2.27 | 2.27 | 0 | 8.43 | 6.74 |  |  | 60326 | 21.46 |  |  |  | 0
Safe Harbor | 41 | Water | Hydro | Operating | 2 | 2 | 9033.08 | 2.27 | 0 | 2.27 | 2.27 | 0 | 8.43 | 6.74 |  |  | 3770 | 21.46 |  |  |  | 0
Safe Harbor | 42 | Water | Hydro | Operating | 2 | 2 | 9035.08 | 2.27 | 0 | 2.27 | 2.27 | 0 | 8.43 | 6.74 |  |  | 3770 | 21.46 |  |  |  | 0
Safe Harbor | 5 | Water | Hydro | Operating | 32 | 32 | 9067.08 | 2.27 | 0 | 2.27 | 2.27 | 0 | 8.43 | 6.74 |  |  | 60326 | 21.46 |  |  |  | 0
Safe Harbor | 6 | Water | Hydro | Operating | 32 | 32 | 9099.08 | 2.27 | 0 | 2.27 | 2.27 | 0 | 8.43 | 6.74 |  |  | 60326 | 21.46 |  |  |  | 0
Safe Harbor | 7 | Water | Hydro | Operating | 32 | 32 | 9131.08 | 2.27 | 0 | 2.27 | 2.27 | 0 | 8.43 | 6.74 |  |  | 60326 | 21.46 |  |  |  | 0
Safe Harbor | 8 | Water | Hydro | Operating | 37.5 | 37.5 | 9168.58 | 2.27 | 0 | 2.27 | 2.27 | 0 | 8.43 | 6.74 |  |  | 70694 | 21.46 |  |  |  | 0
Safe Harbor | 9 | Water | Hydro | Operating | 37.5 | 37.5 | 9206.08 | 2.27 | 0 | 2.27 | 2.27 | 0 | 8.43 | 6.74 |  |  | 70694 | 21.46 |  |  |  | 0
Allegheny Ridge Wind Farm | 1 | Wind | Wind | Operating | 80 | 80 | 9286.08 | 2.29 | 0 | 2.29 | 2.29 | 0 | 19.44 | 9.96 |  |  | 202849 | 28.87 |  |  |  | 0
Chestnut Flats Windfarm | 1 | Wind | Wind | Operating | 38 | 38 | 9324.08 | 2.31 | 0 | 2.31 | 2.31 | 0 | 20.11 | 9.5 |  |  | 106340 | 31.86 |  |  |  | 0
GSG Wind Farm | 1 | Wind | Wind | Operating | 80 | 80 | 9404.08 | 2.31 | 0 | 2.31 | 2.31 | 0 | 19.44 | 10.13 |  |  | 198797 | 28.29 |  |  |  | 0
Findlay Wind Farm | WNDW1 | Wind | Wind | Operating | 3 | 3 | 9407.08 | 2.34 | 0 | 2.34 | 2.34 | 0 | 20.12 | [8 empty] | 0
Harpster Wind Project | H1 | Wind | Wind | Operating | 1.5 | 1.5 | 9408.58 | 2.34 | 0 | 2.34 | 2.34 | 0 | 20.12 | [8 empty] | 0
MATS Wind | 1 | Wind | Wind | Operating | 0.55 | 0.55 | 9409.13 | 2.34 | 0 | 2.34 | 2.34 | 0 | 20.12 | [8 empty] | 0
Providence Heights Wind Farm | 1 | Wind | Wind | Operating | 72 | 72 | 9481.13 | 2.34 | 0 | 2.34 | 2.34 | 0 | 19.4 | 10.57 |  |  | 169679 | 26.83 |  |  |  | 0
Zephyr Wind Project | Z1 | Wind | Wind | Operating | 1.5 | 1.5 | 9482.63 | 2.34 | 0 | 2.34 | 2.34 | 0 | 20.12 | [8 empty] | 0
Zephyr Wind Project | Z2 | Wind | Wind | Operating | 1.5 | 1.5 | 9484.13 | 2.34 | 0 | 2.34 | 2.34 | 0 | 20.12 | [8 empty] | 0
Zephyr Wind Project | Z3 | Wind | Wind | Operating | 1.5 | 1.5 | 9485.63 | 2.34 | 0 | 2.34 | 2.34 | 0 | 20.12 | [8 empty] | 0
Stony Creek Wind Farm | 1 | Wind | Wind | Operating | 52.5 | 52.5 | 9538.13 | 2.35 | 0 | 2.35 | 2.35 | 0 | 20.17 | 9.74 |  |  | 143141 | 31.04 |  |  |  | 0
North Allegheny Wind | 1 | Wind | Wind | Operating | 70 | 70 | 9608.13 | 2.38 | 0 | 2.38 | 2.38 | 0 | 19.01 | 11.51 |  |  | 145643 | 23.69 |  |  |  | 0
Roth Rock Wind Project I | SRRW1 | Wind | Wind | Operating | 40 | 40 | 9648.13 | 2.38 | 0 | 2.38 | 2.38 | 0 | 19.88 | 10.38 |  |  | 99398 | 28.29 |  |  |  | 0
Highland Wind Project | 1 | Wind | Wind | Operating | 62.5 | 62.5 | 9710.63 | 2.41 | 0 | 2.41 | 2.41 | 0 | 19.43 | 11.24 |  |  | 137512 | 25.05 |  |  |  | 0
Erie Coke Corporation | 1 | Other Fuel | Steam Turbine | Operating | 1 | 1 | 9711.63 | 2.63 | 0 | 2.63 | 2.63 | 0 | 24.78 |  | 4786 |  |  |  | 0.06 | 0.011 | 118.16 | 1
Joliet Refinery | MG | Other Fuel | Steam Turbine | Operating | 11.2 | 11.2 | 9722.83 | 2.63 | 0 | 2.63 | 2.63 | 0 | 24.78 |  | 15147 |  |  |  | 0.06 | 0.011 | 118.16 | 1
Joliet Refinery | STG1 | Other Fuel | Steam Turbine | Out of Service | 6.5 | 6.5 | 9729.33 | 2.63 | 0 | 2.63 | 2.63 | 0 | 24.78 |  | 15147 |  |  |  | 0.06 | 0.011 | 118.16 | 1
WCI Steel Inc. | GEN1 | Other Fuel | Steam Turbine | Operating | 2.8 | 2.8 | 9732.13 | 2.63 | 0 | 2.63 | 2.63 | 0 | 24.78 |  | 9372 |  |  |  | 0.095 | 0.011 | 118.16 | 1
WCI Steel Inc. | GEN2 | Other Fuel | Steam Turbine | Operating | 7 | 7 | 9739.13 | 2.63 | 0 | 2.63 | 2.63 | 0 | 24.78 |  | 15423 |  |  |  | 0.151 | 0.011 | 118.16 | 1
WCI Steel Inc. | GEN3 | Other Fuel | Steam Turbine | Operating | 9.3 | 9.3 | 9748.43 | 2.63 | 0 | 2.63 | 2.63 | 0 | 24.78 |  | 6216 |  |  |  | 0.0932 | 0.011 | 118.16 | 1
Hawks Nest Hydro | GEN1 | Water | Hydro | Operating | 24.2 | 24.2 | 9772.63 | 2.68 | 0 | 2.68 | 2.68 | 0 | 9.34 | 4.6 |  |  | 117918 | 55.47 |  |  |  | 0
Hawks Nest Hydro | GEN2 | Water | Hydro | Operating | 24.2 | 24.2 | 9796.83 | 2.68 | 0 | 2.68 | 2.68 | 0 | 9.34 | 4.6 |  |  | 117918 | 55.47 |  |  |  | 0
Hawks Nest Hydro | GEN3 | Water | Hydro | Operating | 24.2 | 24.2 | 9821.03 | 2.68 | 0 | 2.68 | 2.68 | 0 | 9.34 | 4.6 |  |  | 117918 | 55.47 |  |  |  | 0
Hawks Nest Hydro | GEN4 | Water | Hydro | Operating | 24.2 | 24.2 | 9845.23 | 2.68 | 0 | 2.68 | 2.68 | 0 | 9.34 | 4.6 |  |  | 117918 | 55.47 |  |  |  | 0
John H Kerr | 1 | Water | Hydro | Operating | 13.8 | 13.8 | 9859.03 | 2.69 | 0 | 2.69 | 2.69 | 0 | 8.43 | 6.95 |  |  | 27279 | 22.5 |  |  |  | 0
John H Kerr | 2 | Water | Hydro | Operating | 46.8 | 46.8 | 9905.83 | 2.69 | 0 | 2.69 | 2.69 | 0 | 8.43 | 6.95 |  |  | 92510 | 22.5 |  |  |  | 0
John H Kerr | 3 | Water | Hydro | Operating | 46.8 | 46.8 | 9952.63 | 2.69 | 0 | 2.69 | 2.69 | 0 | 8.43 | 6.95 |  |  | 92510 | 22.5 |  |  |  | 0
John H Kerr | 4 | Water | Hydro | Operating | 46.8 | 46.8 | 9999.43 | 2.69 | 0 | 2.69 | 2.69 | 0 | 8.43 | 6.95 |  |  | 92510 | 22.5 |  |  |  | 0
John H Kerr | 5 | Water | Hydro | Operating | 46.8 | 46.8 | 10046.23 | 2.69 | 0 | 2.69 | 2.69 | 0 | 8.43 | 6.95 |  |  | 92510 | 22.5 |  |  |  | 0
John H Kerr | 6 | Water | Hydro | Operating | 46.8 | 46.8 | 10093.03 | 2.69 | 0 | 2.69 | 2.69 | 0 | 8.43 | 6.95 |  |  | 92510 | 22.5 |  |  |  | 0
John H Kerr | 7 | Water | Hydro | Operating | 46.8 | 46.8 | 10139.83 | 2.69 | 0 | 2.69 | 2.69 | 0 | 8.43 | 6.95 |  |  | 92510 | 22.5 |  |  |  | 0
John H Kerr | A | Water | Hydro | Operating | 1 | 1 | 10140.83 | 2.69 | 0 | 2.69 | 2.69 | 0 | 8.43 | 6.95 |  |  | 1977 | 22.5 |  |  |  | 0
John H Kerr | B | Water | Hydro | Operating | 1 | 1 | 10141.83 | 2.69 | 0 | 2.69 | 2.69 | 0 | 8.43 | 6.95 |  |  | 1977 | 22.5 |  |  |  | 0
Lookout WindPower LLC | 1 | Wind | Wind | Operating | 37.8 | 37.8 | 10179.63 | 2.71 | 0 | 2.71 | 2.71 | 0 | 22.91 | 10.72 |  |  | 108137 | 32.57 |  |  |  | 0
Crescent Ridge Wind Project | 1 | Wind | Wind | Operating | 53 | 53 | 10232.63 | 2.73 | 0 | 2.73 | 2.73 | 0 | 22.76 | 10.95 |  |  | 146775 | 31.53 |  |  |  | 0
Smith Mountain Hydro | 2 | Water | Hydro | Operating | 174 | 174 | 10406.63 | 2.77 | 0 | 2.77 | 2.77 | 0 | 6.81 | 9.36 |  |  | 179851 | 11.77 |  |  |  | 0
Smith Mountain Hydro | 4 | Water | Hydro | Operating | 174 | 174 | 10580.63 | 2.77 | 0 | 2.77 | 2.77 | 0 | 6.81 | 9.36 |  |  | 179851 | 11.77 |  |  |  | 0
Timber Road III Wind Farm (Amazon Wind Farm US Central) | 1 | Wind | Wind | Operating | 100.8 | 100.8 | 10681.43 | 2.8 | 0 | 2.8 | 2.8 | 0 | 45.59 | 163.54 |  |  | 28591 | 38.12 |  |  |  | 0
Claytor | 1 | Water | Hydro | Operating | 14.7 | 14.7 | 10696.13 | 2.84 | 0 | 2.84 | 2.84 | 0 | 23.26 | 9.34 |  |  | 52587 | 21.23 |  |  |  | 0
Claytor | 2 | Water | Hydro | Operating | 14.7 | 14.7 | 10710.83 | 2.84 | 0 | 2.84 | 2.84 | 0 | 23.26 | 9.34 |  |  | 52587 | 21.23 |  |  |  | 0
Claytor | 3 | Water | Hydro | Operating | 14.7 | 14.7 | 10725.53 | 2.84 | 0 | 2.84 | 2.84 | 0 | 23.26 | 9.34 |  |  | 52587 | 21.23 |  |  |  | 0
Claytor | 4 | Water | Hydro | Operating | 14.7 | 14.7 | 10740.23 | 2.84 | 0 | 2.84 | 2.84 | 0 | 23.26 | 9.34 |  |  | 52587 | 21.23 |  |  |  | 0
Waymart Wind Farm | GE15 | Wind | Wind | Operating | 64.5 | 64.5 | 10804.73 | 2.93 | 0 | 2.93 | 2.93 | 0 | 22.55 | 12.67 |  |  | 149395 | 26.37 |  |  |  | 0
Radford | 1 | Water | Hydro | Out of Service | 1 | 1 | 10805.73 | 3.05 | 0 | 3.05 | 3.05 | 0 | 110.78 | [8 empty] | 0
Casselman Wind | 1 | Wind | Wind | Operating | 34.5 | 34.5 | 10840.23 | 3.09 | 0 | 3.09 | 3.09 | 0 | 24.63 | 12.48 |  |  | 90562 | 29.88 |  |  |  | 0
Kelly Creek Wind Farm | WND1 | Wind | Wind | Operating | 184 | 184 | 11024.23 | 3.09 | 0 | 3.09 | 3.09 | 0 | 45.59 | 199.19 |  |  | 42779 | 31.25 |  |  |  | 0
London | 1 | Water | Hydro | Operating | 2.3 | 2.3 | 11026.53 | 3.23 | 0.06 | 3.16 | 3.16 | 0 | 63.96 | 8.09 |  |  | 30266 | 89.96 |  |  |  | 0
London | 2 | Water | Hydro | Operating | 2.3 | 2.3 | 11028.83 | 3.23 | 0.06 | 3.16 | 3.16 | 0 | 63.96 | 8.09 |  |  | 30266 | 89.96 |  |  |  | 0
London | 3 | Water | Hydro | Operating | 2.3 | 2.3 | 11031.13 | 3.23 | 0.06 | 3.16 | 3.16 | 0 | 63.96 | 8.07 |  |  | 30345 | 89.96 |  |  |  | 0
Meldahl Hydropower Project | 1 | Water | Hydro | Operating | 26.5 | 26.5 | 11057.62 | 3.23 | 0 | 3.23 | 3.23 | 0 | 8.43 | 5.52 |  |  | 97572 | 45.8 |  |  |  | 0
Meldahl Hydropower Project | 2 | Water | Hydro | Operating | 26.5 | 26.5 | 11084.12 | 3.23 | 0 | 3.23 | 3.23 | 0 | 8.43 | 5.4 |  |  | 102974 | 44.25 |  |  |  | 0
Meldahl Hydropower Project | 3 | Water | Hydro | Operating | 26.5 | 26.5 | 11110.61 | 3.23 | 0 | 3.23 | 3.23 | 0 | 8.43 | 5.81 |  |  | 86658 | 49.56 |  |  |  | 0
Cannelton Dam | CG1 | Water | Hydro | Operating | 14.65 | 14.65 | 11125.26 | 3.27 | 0 | 3.27 | 3.27 | 0 | 8.43 | 5.07 |  |  | 68634 | 58.27 |  |  |  | 0
Cannelton Dam | CG2 | Water | Hydro | Operating | 14.65 | 14.65 | 11139.91 | 3.27 | 0 | 3.27 | 3.27 | 0 | 8.43 | 5.22 |  |  | 63421 | 58.95 |  |  |  | 0
Cannelton Dam | CG3 | Water | Hydro | Operating | 14.65 | 14.65 | 11154.56 | 3.27 | 0 | 3.27 | 3.27 | 0 | 8.43 | 5.87 |  |  | 47430 | 63.04 |  |  |  | 0
Leesville | 1 | Water | Hydro | Operating | 25 | 25 | 11179.56 | 3.3 | 0 | 3.3 | 3.3 | 0 | 16.68 | 13.8 |  |  | 39716 | 18.09 |  |  |  | 0
Leesville | 2 | Water | Hydro | Operating | 25 | 25 | 11204.56 | 3.3 | 0 | 3.3 | 3.3 | 0 | 16.68 | 13.8 |  |  | 39716 | 18.09 |  |  |  | 0
Winfield | 1 | Water | Hydro | Operating | 8.9 | 8.9 | 11213.46 | 3.3 | 0.05 | 3.25 | 3.25 | 0 | 27.2 | 7.06 |  |  | 64446 | 50.6 |  |  |  | 0
Winfield | 2 | Water | Hydro | Operating | 4.9 | 4.9 | 11218.36 | 3.3 | 0.05 | 3.25 | 3.25 | 0 | 27.2 | 9.42 |  |  | 21778 | 50.6 |  |  |  | 0
Winfield | 3 | Water | Hydro | Operating | 4.9 | 4.9 | 11223.26 | 3.3 | 0.05 | 3.25 | 3.25 | 0 | 27.2 | 9.42 |  |  | 21778 | 50.6 |  |  |  | 0
Buck Hydro | 1 | Water | Hydro | Operating | 3 | 3 | 11226.26 | 3.44 | 0 | 3.44 | 3.44 | 0 | 12.37 | 6.45 |  |  | 12327 | 26.48 |  |  |  | 0
Buck Hydro | 2 | Water | Hydro | Operating | 3 | 3 | 11229.26 | 3.44 | 0 | 3.44 | 3.44 | 0 | 12.37 | 6.45 |  |  | 12327 | 26.48 |  |  |  | 0
Buck Hydro | 3 | Water | Hydro | Operating | 3 | 3 | 11232.26 | 3.44 | 0 | 3.44 | 3.44 | 0 | 12.37 | 6.45 |  |  | 12327 | 26.48 |  |  |  | 0
New Creek Wind Farm | NCG01 | Wind | Wind | Operating | 102.5 | 102.5 | 11334.76 | 3.45 | 0 | 3.45 | 3.45 | 0 | 45.59 | 243.9 |  |  | 19435 | 25.49 |  |  |  | 0
Greenup Hydro | 1 | Water | Hydro | Operating | 23.4 | 23.4 | 11358.16 | 3.55 | 0 | 3.55 | 3.55 | 0 | 8.43 | 5.48 |  |  | 102323 | 49.78 |  |  |  | 0
Greenup Hydro | 2 | Water | Hydro | Operating | 23.4 | 23.4 | 11381.56 | 3.55 | 0 | 3.55 | 3.55 | 0 | 8.43 | 5.48 |  |  | 102323 | 49.78 |  |  |  | 0
Greenup Hydro | 3 | Water | Hydro | Operating | 23.4 | 23.4 | 11404.96 | 3.55 | 0 | 3.55 | 3.55 | 0 | 8.43 | 5.48 |  |  | 102323 | 49.78 |  |  |  | 0
Mountaineer Wind Energy Center | WT1 | Wind | Wind | Operating | 66 | 66 | 11470.96 | 3.56 | 0 | 3.56 | 3.56 | 0 | 22.92 | 17.15 |  |  | 111319 | 19.2 |  |  |  | 0
Byllesby 2 | 1 | Water | Hydro | Operating | 7.9 | 7.9 | 11478.86 | 3.57 | 0.01 | 3.56 | 3.56 | 0 | 17.56 | 16.75 |  |  | 10525 | 15.17 |  |  |  | 0
Byllesby 2 | 2 | Water | Hydro | Operating | 7.9 | 7.9 | 11486.76 | 3.57 | 0.01 | 3.56 | 3.56 | 0 | 17.56 | 16.75 |  |  | 10525 | 15.17 |  |  |  | 0
Byllesby 2 | 3 | Water | Hydro | Operating | 7.9 | 7.9 | 11494.66 | 3.57 | 0.01 | 3.56 | 3.56 | 0 | 17.56 | 16.75 |  |  | 10525 | 15.17 |  |  |  | 0
Byllesby 2 | 4 | Water | Hydro | Operating | 7.9 | 7.9 | 11502.56 | 3.57 | 0.01 | 3.56 | 3.56 | 0 | 17.56 | 16.75 |  |  | 10525 | 15.17 |  |  |  | 0
Locust Ridge Wind Farm | LRWF | Wind | Wind | Operating | 26 | 26 | 11528.56 | 3.58 | 0 | 3.58 | 3.58 | 0 | 27.6 | 14.16 |  |  | 67877 | 29.72 |  |  |  | 0
Belleville | 1 | Water | Hydro | Operating | 10.5 | 10.5 | 11539.06 | 3.73 | 0 | 3.73 | 3.73 | 0 | 8.43 | [8 empty] | 0
Belleville | 2 | Water | Hydro | Operating | 10.5 | 10.5 | 11549.56 | 3.73 | 0 | 3.73 | 3.73 | 0 | 8.43 | [8 empty] | 0
Forward WindPower LLC | 1 | Wind | Wind | Operating | 29.4 | 29.4 | 11578.96 | 3.77 | 0 | 3.77 | 3.77 | 0 | 25.02 | 16.83 |  |  | 56344 | 21.82 |  |  |  | 0
Meyersdale Wind Project | GE15 | Wind | Wind | Operating | 30 | 30 | 11608.96 | 3.97 | 0 | 3.97 | 3.97 | 0 | 30.65 | 15.2 |  |  | 81824 | 31.05 |  |  |  | 0
Yards Creek Pumped Storage Hydroelectric Project | 1 | Water | Pumped Storage | Operating | 140 | 140 | 11748.96 | 4.01 | 0 | 4.01 | 4.01 | 0 | 5.91 | 8.72 |  |  | 175852 | 14.3 |  |  |  | 0
Yards Creek Pumped Storage Hydroelectric Project | 2 | Water | Pumped Storage | Operating | 140 | 140 | 11888.96 | 4.01 | 0 | 4.01 | 4.01 | 0 | 5.91 | 8.72 |  |  | 175852 | 14.3 |  |  |  | 0
Yards Creek Pumped Storage Hydroelectric Project | 3 | Water | Pumped Storage | Operating | 140 | 140 | 12028.96 | 4.01 | 0 | 4.01 | 4.01 | 0 | 5.91 | 8.72 |  |  | 175852 | 14.3 |  |  |  | 0
Mendota Hills Wind Farm | GEN1 | Wind | Wind | Operating | 50.4 | 50.4 | 12079.36 | 4.04 | 0 | 4.04 | 4.04 | 0 | 24.52 | 19.05 |  |  | 82357 | 18.6 |  |  |  | 0
Eco Energy Power Plant | 8418 | Biomass | Steam Turbine | Operating | 1.1 | 1.1 | 12080.46 | 4.2 | 0 | 4.2 | 4.2 | 0 | 74.97 |  | 10474 |  |  |  | 0.414 | 0.047 | 206.45 | 0
Eco Energy Power Plant | 8428 | Biomass | Steam Turbine | Operating | 1 | 1 | 12081.46 | 4.2 | 0 | 4.2 | 4.2 | 0 | 74.97 |  | 10474 |  |  |  | 0.414 | 0.047 | 206.45 | 0
Eco Energy Power Plant | 8429 | Biomass | Steam Turbine | Operating | 1.7 | 1.7 | 12083.16 | 4.2 | 0 | 4.2 | 4.2 | 0 | 74.97 |  | 10474 |  |  |  | 0.414 | 0.047 | 206.45 | 0
Harford Waste to Energy Facility | 1 | Biomass | Steam Turbine | Retired | 1.1 | 1.1 | 12084.26 | 4.2 | 0 | 4.2 | 4.2 | 0 | 74.97 |  | 4365 |  |  |  | 0.169 | 0.029 | 118.18 | 1
P.H. Glatfelter Company - Pennsylvania | GEN6 | Biomass | Steam Turbine | Operating | 31.2 | 31.2 | 12115.46 | 4.2 | 0 | 4.2 | 4.2 | 0 | 74.97 |  | 5471 |  |  |  | 0.2055 | 0.029 | 120.44 | 1
Haviland Plastic Products Wind Farm | WTGA | Wind | Wind | Operating | 1.5 | 1.5 | 12116.96 | 4.54 | 0 | 4.54 | 4.54 | 0 | 31.33 | [8 empty] | 0
Haviland Plastic Products Wind Farm | WTGB | Wind | Wind | Operating | 1.5 | 1.5 | 12118.46 | 4.54 | 0 | 4.54 | 4.54 | 0 | 31.33 | [8 empty] | 0
Haviland Plastic Products Wind Farm | WTGC | Wind | Wind | Operating | 1.5 | 1.5 | 12119.96 | 4.54 | 0 | 4.54 | 4.54 | 0 | 31.33 | [8 empty] | 0
Racine | 1 | Water | Hydro | Operating | 23.7 | 23.7 | 12143.66 | 4.55 | 0 | 4.55 | 4.55 | 0 | 9.14 | [8 empty] | 0
Racine | 2 | Water | Hydro | Operating | 23.7 | 23.7 | 12167.36 | 4.55 | 0 | 4.55 | 4.55 | 0 | 9.14 | [8 empty] | 0
Roth Rock Wind Project II (North) | SRRNW | Wind | Wind | Operating | 10 | 10 | 12177.36 | 4.61 | 0 | 4.61 | 4.61 | 0 | 32.98 | 17.93 |  |  | 24765 | 28.19 |  |  |  | 0
Middletown Cogeneration | YNKE | Other Fuel | Steam Turbine | Operating | 47 | 47 | 12224.36 | 4.62 | 0 | 4.62 | 4.62 | 0 | 9.93 |  | 11373 |  |  |  | 0.06 | 0.011 | 118.16 | 1
Rockton | 1 | Water | Hydro | Operating | 0.6 | 0.6 | 12224.96 | 4.65 | 0 | 4.65 | 4.65 | 0 | 110.78 | [8 empty] | 0
Rockton | 2 | Water | Hydro | Operating | 0.5 | 0.5 | 12225.46 | 4.65 | 0 | 4.65 | 4.65 | 0 | 110.78 | [8 empty] | 0
East Fork (Marseilles) | 1 | Water | Hydro | Operating | 0.2 | 0.2 | 12225.66 | 4.71 | 0 | 4.71 | 4.71 | 0 | 16.17 | [8 empty] | 0
East Fork (Marseilles) | 2 | Water | Hydro | Operating | 0.4 | 0.4 | 12226.06 | 4.71 | 0 | 4.71 | 4.71 | 0 | 16.17 | [8 empty] | 0
Falling Springs Hydroelectric Project | 1 | Water | Hydro | Operating | 1 | 1 | 12227.06 | 4.71 | 0 | 4.71 | 4.71 | 0 | 16.17 | [8 empty] | 0
Lakeview Dam Hydroelectric | 1 | Water | Hydro | Operating | 0.4 | 0.4 | 12227.46 | 4.71 | 0 | 4.71 | 4.71 | 0 | 16.17 | [8 empty] | 0
Niagara | 1 | Water | Hydro | Operating | 0.6 | 0.6 | 12228.06 | 4.71 | 0 | 4.71 | 4.71 | 0 | 16.17 | [8 empty] | 0
Niagara | 2 | Water | Hydro | Operating | 1.2 | 1.2 | 12229.26 | 4.71 | 0 | 4.71 | 4.71 | 0 | 16.17 | [8 empty] | 0
Passaic Valley Water Commission | GEN1 | Water | Hydro | Out of Service | 0.6 | 0.6 | 12229.86 | 4.71 | 0 | 4.71 | 4.71 | 0 | 16.17 | [8 empty] | 0
Passaic Valley Water Commission | GEN2 | Water | Hydro | Out of Service | 0.6 | 0.6 | 12230.46 | 4.71 | 0 | 4.71 | 4.71 | 0 | 16.17 | [8 empty] | 0
Passaic Valley Water Commission | GEN3 | Water | Hydro | Out of Service | 0.6 | 0.6 | 12231.06 | 4.71 | 0 | 4.71 | 4.71 | 0 | 16.17 | [8 empty] | 0
Passaic Valley Water Commission | GEN4 | Water | Hydro | Out of Service | 0.6 | 0.6 | 12231.66 | 4.71 | 0 | 4.71 | 4.71 | 0 | 16.17 | [8 empty] | 0
Reusens | 1 | Water | Hydro | Out of Service | 2.5 | 2.5 | 12234.16 | 4.71 | 0 | 4.71 | 4.71 | 0 | 16.17 |  |  |  | 0 | 0 |  |  |  | 0
Reusens | 2 | Water | Hydro | Out of Service | 2.5 | 2.5 | 12236.66 | 4.71 | 0 | 4.71 | 4.71 | 0 | 16.17 |  |  |  | 0 | 0 |  |  |  | 0
Reusens | 3 | Water | Hydro | Out of Service | 2.5 | 2.5 | 12239.16 | 4.71 | 0 | 4.71 | 4.71 | 0 | 16.17 |  |  |  | 0 | 0 |  |  |  | 0
Reusens | 4 | Water | Hydro | Out of Service | 2.5 | 2.5 | 12241.66 | 4.71 | 0 | 4.71 | 4.71 | 0 | 16.17 |  |  |  | 0 | 0 |  |  |  | 0
Reusens | 5 | Water | Hydro | Out of Service | 2.5 | 2.5 | 12244.16 | 4.71 | 0 | 4.71 | 4.71 | 0 | 16.17 |  |  |  | 0 | 0 |  |  |  | 0
Shenandoah Hydro | 1 | Water | Hydro | Operating | 0.25 | 0.25 | 12244.41 | 4.71 | 0 | 4.71 | 4.71 | 0 | 16.17 | [8 empty] | 0
Shenandoah Hydro | 2 | Water | Hydro | Operating | 0.25 | 0.25 | 12244.66 | 4.71 | 0 | 4.71 | 4.71 | 0 | 16.17 | [8 empty] | 0
Shenandoah Hydro | 3 | Water | Hydro | Operating | 0.25 | 0.25 | 12244.91 | 4.71 | 0 | 4.71 | 4.71 | 0 | 16.17 | [8 empty] | 0
Shenandoah Hydro | 4 | Water | Hydro | Operating | 0.11 | 0.11 | 12245.02 | 4.71 | 0 | 4.71 | 4.71 | 0 | 16.17 | [8 empty] | 0
Warren Hydro | 1 | Water | Hydro | Operating | 0.25 | 0.25 | 12245.27 | 4.71 | 0 | 4.71 | 4.71 | 0 | 16.17 | [8 empty] | 0
Warren Hydro | 2 | Water | Hydro | Operating | 0.25 | 0.25 | 12245.52 | 4.71 | 0 | 4.71 | 4.71 | 0 | 16.17 | [8 empty] | 0
Warren Hydro | 3 | Water | Hydro | Operating | 0.25 | 0.25 | 12245.77 | 4.71 | 0 | 4.71 | 4.71 | 0 | 16.17 | [8 empty] | 0
Willow Island Hydro | WIG1 | Water | Hydro | Operating | 22 | 22 | 12267.77 | 4.71 | 0 | 4.71 | 4.71 | 0 | 16.17 | [8 empty] | 0
Willow Island Hydro | WIG2 | Water | Hydro | Operating | 22 | 22 | 12289.77 | 4.71 | 0 | 4.71 | 4.71 | 0 | 16.17 | [8 empty] | 0
Ringer Hill Wind Farm | RINGR | Wind | Wind | Operating | 39.9 | 39.9 | 12329.67 | 4.73 | 0 | 4.73 | 4.73 | 0 | 45.59 | 402.7 |  |  | 4571 | 15.4 |  |  |  | 0
Bear Creek Wind Project | 1 | Wind | Wind | Operating | 24 | 24 | 12353.67 | 4.96 | 0 | 4.96 | 4.96 | 0 | 29.09 | [8 empty] | 0
Haverhill Cogeneration Facility | SCKG1 | Other Fuel | Steam Turbine | Operating | 53 | 53 | 12406.67 | 5.1 | 0 | 5.1 | 5.1 | 0 | 11.96 |  | 11355 |  |  |  | 0.06 | 0.011 | 118.16 | 1
Gauley River Hydro (Summersville) | GEN1 | Water | Hydro | Operating | 40 | 40 | 12446.67 | 5.19 | 0 | 5.19 | 5.19 | 0 | 8.43 | 8.53 |  |  | 100835 | 28.7 |  |  |  | 0
Gauley River Hydro (Summersville) | GEN2 | Water | Hydro | Operating | 40 | 40 | 12486.67 | 5.19 | 0 | 5.19 | 5.19 | 0 | 8.43 | 8.53 |  |  | 100835 | 28.7 |  |  |  | 0
French Paper Company - Hydro | 1 | Water | Hydro | Operating | 0.3 | 0.3 | 12486.97 | 5.22 | 0 | 5.22 | 5.22 | 0 | 110.78 | [8 empty] | 0
French Paper Company - Hydro | 2 | Water | Hydro | Operating | 0.4 | 0.4 | 12487.37 | 5.22 | 0 | 5.22 | 5.22 | 0 | 110.78 | [8 empty] | 0
French Paper Company - Hydro | 3 | Water | Hydro | Operating | 0.3 | 0.3 | 12487.67 | 5.22 | 0 | 5.22 | 5.22 | 0 | 110.78 | [8 empty] | 0
French Paper Company - Hydro | 4 | Water | Hydro | Operating | 0.2 | 0.2 | 12487.87 | 5.22 | 0 | 5.22 | 5.22 | 0 | 110.78 | [8 empty] | 0
York Haven | 1 | Water | Hydro | Operating | 19 | 19 | 12506.87 | 5.47 | 0 | 5.47 | 5.47 | 0 | 29.1 | [8 empty] | 0
Kingsport Paper Mill Plant | NO.1 | Biomass | Steam Turbine | Operating | 46.5 | 46.5 | 12553.37 | 5.69 | 0 | 5.69 | 5.69 | 0 | 14.54 |  | 5395 |  |  |  | 0.371 | 0.029 | 120.44 | 1
Marmet | 1 | Water | Hydro | Operating | 5.6 | 5.6 | 12558.97 | 5.77 | 0.07 | 5.7 | 5.7 | 0 | 16.08 | 9.21 |  |  | 26184 | 26.38 |  |  |  | 0
Marmet | 2 | Water | Hydro | Operating | 5.6 | 5.6 | 12564.57 | 5.77 | 0.07 | 5.7 | 5.7 | 0 | 16.08 | 9.21 |  |  | 26184 | 26.38 |  |  |  | 0
Marmet | 3 | Water | Hydro | Operating | 5.6 | 5.6 | 12570.17 | 5.77 | 0.07 | 5.7 | 5.7 | 0 | 16.08 | 9.21 |  |  | 26184 | 26.38 |  |  |  | 0
Cooper Farm's Van Wert Facility | WTG-1 | Wind | Wind | Operating | 3 | 3 | 12573.17 | 6.4 | 0 | 6.4 | 6.4 | 0 | 38.5 | [8 empty] | 0
Cooper Farm's Van Wert Facility | WTG-2 | Wind | Wind | Operating | 1.5 | 1.5 | 12574.67 | 6.4 | 0 | 6.4 | 6.4 | 0 | 38.5 | [8 empty] | 0
RP Wind Farm | RPOH | Wind | Wind | Operating | 3.4 | 3.4 | 12578.07 | 6.66 | 0 | 6.66 | 6.66 | 0 | 35.97 | [8 empty] | 0
Hannibal Hydroelectric Project | UNT1 | Water | Hydro | Operating | 18.7 | 18.7 | 12596.77 | 6.79 | 0 | 6.79 | 6.79 | 0 | 9.04 | 9.54 |  |  | 61454 | 37.41 |  |  |  | 0
Hannibal Hydroelectric Project | UNT2 | Water | Hydro | Operating | 18.7 | 18.7 | 12615.47 | 6.79 | 0 | 6.79 | 6.79 | 0 | 9.04 | 9.54 |  |  | 61454 | 37.41 |  |  |  | 0
Roanoke Rapids | 1 | Water | Hydro | Operating | 24 | 24 | 12639.47 | 7.15 | 0.63 | 6.51 | 6.51 | 0 | 17.96 | 11.89 |  |  | 90919 | 43.13 |  |  |  | 0
Roanoke Rapids | 2 | Water | Hydro | Operating | 24 | 24 | 12663.47 | 7.15 | 0.63 | 6.51 | 6.51 | 0 | 17.96 | 11.89 |  |  | 90919 | 43.13 |  |  |  | 0
Roanoke Rapids | 3 | Water | Hydro | Operating | 24 | 24 | 12687.47 | 7.15 | 0.63 | 6.51 | 6.51 | 0 | 17.96 | 11.89 |  |  | 90919 | 43.13 |  |  |  | 0
Roanoke Rapids | 4 | Water | Hydro | Operating | 23 | 23 | 12710.47 | 7.15 | 0.63 | 6.51 | 6.51 | 0 | 17.96 | 11.89 |  |  | 87131 | 43.13 |  |  |  | 0
Adam Wind (GSG 3) | ADAM | Wind | Wind | Operating | 2.5 | 2.5 | 12712.97 | 7.49 | 0 | 7.49 | 7.49 | 0 | 45.59 | [8 empty] | 0
Adam Wind (GSG 3) | EVE | Wind | Wind | Operating | 2.5 | 2.5 | 12715.47 | 7.49 | 0 | 7.49 | 7.49 | 0 | 45.59 | [8 empty] | 0
AgriWind | AWND1 | Wind | Wind | Operating | 4.2 | 4.2 | 12719.67 | 7.49 | 0 | 7.49 | 7.49 | 0 | 45.59 | [8 empty] | 0
Amazon Wind Farm US East (Desert Wind Power) | 1 | Wind | Wind | Operating | 208 | 208 | 12927.67 | 7.49 | 0 | 7.49 | 7.49 | 0 | 45.59 | 1707.3 |  |  | 5579 | 3.61 |  |  |  | 0
Bowling Green Wind | 1 | Wind | Wind | Operating | 0.9 | 0.9 | 12928.57 | 7.49 | 0 | 7.49 | 7.49 | 0 | 45.59 | [8 empty] | 0
Bowling Green Wind | 2 | Wind | Wind | Operating | 0.9 | 0.9 | 12929.47 | 7.49 | 0 | 7.49 | 7.49 | 0 | 45.59 | [8 empty] | 0
Bowling Green Wind | 3 | Wind | Wind | Operating | 0.9 | 0.9 | 12930.37 | 7.49 | 0 | 7.49 | 7.49 | 0 | 45.59 | [8 empty] | 0
Bowling Green Wind | 4 | Wind | Wind | Operating | 0.9 | 0.9 | 12931.27 | 7.49 | 0 | 7.49 | 7.49 | 0 | 45.59 | [8 empty] | 0
Euclid Farm, Stamco N-54 | N-54 | Wind | Wind | Operating | 1 | 1 | 12932.27 | 7.49 | 0 | 7.49 | 7.49 | 0 | 45.59 | [8 empty] | 0
Jersey-Atlantic Wind Farm | 1 | Wind | Wind | Operating | 7.5 | 7.5 | 12939.77 | 7.49 | 0 | 7.49 | 7.49 | 0 | 45.59 | [8 empty] | 0
Lincoln Wind Farm | WTG1 | Wind | Wind | Operating | 2.5 | 2.5 | 12942.27 | 7.49 | 0 | 7.49 | 7.49 | 0 | 45.59 | [8 empty] | 0
Mill Run Wind Farm | g1 | Wind | Wind | Operating | 15 | 15 | 12957.27 | 7.49 | 0 | 7.49 | 7.49 | 0 | 45.59 | [8 empty] | 0
Oak Street Sewage Wind Plant | WT1 | Wind | Wind | Operating | 1.5 | 1.5 | 12958.77 | 7.49 | 0 | 7.49 | 7.49 | 0 | 45.59 | [8 empty] | 0
Randolph Eastern School Wind Plant | 1 | Wind | Wind | Operating | 1 | 1 | 12959.77 | 7.49 | 0 | 7.49 | 7.49 | 0 | 45.59 | [8 empty] | 0
Somerset Wind Project | EW | Wind | Wind | Operating | 9 | 9 | 12968.77 | 7.49 | 0 | 7.49 | 7.49 | 0 | 45.59 | [8 empty] | 0
Turkey Point Wind Project (Frey Farm Wind) | 1 | Wind | Wind | Operating | 3.2 | 3.2 | 12971.97 | 7.49 | 0 | 7.49 | 7.49 | 0 | 45.59 | [8 empty] | 0
Union City Wind Turbine Project | 1 | Wind | Wind | Operating | 1 | 1 | 12972.97 | 7.49 | 0 | 7.49 | 7.49 | 0 | 45.59 | [8 empty] | 0
University of Delaware Wind Facility | FSMW | Wind | Wind | Operating | 2 | 2 | 12974.97 | 7.49 | 0 | 7.49 | 7.49 | 0 | 45.59 | [8 empty] | 0
Bay Shore | 1 | Coal | Steam Turbine | Operating | 136 | 136 | 13110.97 | 7.84 | 4.17 | 3.67 | 3.67 | 0 | 16.6 | 10.18 | 12519 | 12056328 | 963055 | 80.62 | 0.0567 | 0.3274 | 210.9 | 0
Susquehanna Resource Management Complex (Harrisburg Facility Cogen) | GEN3 | Biomass | Steam Turbine | Operating | 20.8 | 20.8 | 13131.77 | 8.19 | 0 | 8.19 | 8.19 | 0 | 24.12 |  | 6029 |  |  |  | 0.169 | 0.029 | 118.18 | 1
Lake Lynn Power Station | 1 | Water | Hydro | Operating | 13 | 13 | 13144.77 | 8.49 | 0 | 8.49 | 8.49 | 0 | 13.12 | [8 empty] | 0
Lake Lynn Power Station | 2 | Water | Hydro | Operating | 13 | 13 | 13157.77 | 8.49 | 0 | 8.49 | 8.49 | 0 | 13.12 | [8 empty] | 0
Lake Lynn Power Station | 3 | Water | Hydro | Operating | 13 | 13 | 13170.77 | 8.49 | 0 | 8.49 | 8.49 | 0 | 13.12 | [8 empty] | 0
Lake Lynn Power Station | 4 | Water | Hydro | Operating | 13 | 13 | 13183.77 | 8.49 | 0 | 8.49 | 8.49 | 0 | 13.12 | [8 empty] | 0
UMCP CHP ST | 3 | Natural Gas | Steam Turbine | Operating | 2 | 2 | 13185.77 | 8.81 | 5.87 | 2.93 | 2.93 | 0 | 11.17 |  | 3000 |  |  |  | 0.153 | 0.029 | 120.44 | 1
Surry | 1 | Uranium | Nuclear | Operating | 838 | 838 | 14023.77 | 9.17 | 6.94 | 2.24 | 2.24 | 0 | 74.66 | 17.97 | 10400 |  | 7111164 | 92.52 |  |  |  | 0
Surry | 2 | Uranium | Nuclear | Operating | 838 | 838 | 14861.77 | 9.17 | 6.94 | 2.24 | 2.24 | 0 | 74.66 | 17.52 | 10400 |  | 7499354 | 97.57 |  |  |  | 0
Juniata Locomotive Shop | GEN1 | Coal | Steam Turbine | Operating | 2 | 2 | 14863.77 | 9.18 | 6.6 | 2.58 | 2.58 | 0 | 27.31 |  | 3000 |  |  |  | 0.199 | 0.48 | 205.84 | 1
North Anna | 1 | Uranium | Nuclear | Operating | 948 | 948 | 15811.77 | 9.21 | 6.71 | 2.51 | 2.51 | 0 | 77.49 | 18.84 | 10400 |  | 7629403 | 88.45 |  |  |  | 0
North Anna | 2 | Uranium | Nuclear | Operating | 944 | 944 | 16755.77 | 9.21 | 6.71 | 2.51 | 2.51 | 0 | 77.49 | 18.98 | 10400 |  | 7491974 | 87.39 |  |  |  | 0
Mehoopany CT | GEN3 | Natural Gas | Combustion Turbine | Operating | 64 | 64 | 16819.77 | 9.71 | 8.27 | 1.44 | 1.44 | 0 | 3.88 |  | 4909 |  |  |  | 0.0075 | 0.002 | 119.31 | 1
Cushaw | 1 | Water | Hydro | Operating | 0.4 | 0.4 | 16820.17 | 9.87 | 0 | 9.87 | 9.87 | 0 | 109.34 | 38.65 |  |  | 1520 | 43.25 |  |  |  | 0
Cushaw | 2 | Water | Hydro | Operating | 0.4 | 0.4 | 16820.57 | 9.87 | 0 | 9.87 | 9.87 | 0 | 109.34 | 38.65 |  |  | 1520 | 43.25 |  |  |  | 0
Cushaw | 3 | Water | Hydro | Operating | 0.4 | 0.4 | 16820.97 | 9.87 | 0 | 9.87 | 9.87 | 0 | 109.34 | 38.65 |  |  | 1520 | 43.25 |  |  |  | 0
Cushaw | 4 | Water | Hydro | Operating | 0.4 | 0.4 | 16821.37 | 9.87 | 0 | 9.87 | 9.87 | 0 | 109.34 | 38.65 |  |  | 1520 | 43.25 |  |  |  | 0
Cushaw | 5 | Water | Hydro | Operating | 0.4 | 0.4 | 16821.77 | 9.87 | 0 | 9.87 | 9.87 | 0 | 109.34 | 38.65 |  |  | 1520 | 43.25 |  |  |  | 0
Quad Cities | 1 | Uranium | Nuclear | Operating | 681 | 681 | 17502.77 | 10 | 6.61 | 3.39 | 3.39 | 0 | 116.68 | 23.08 | 10400 |  | 6078140 | 101.61 |  |  |  | 0
Quad Cities | 2 | Uranium | Nuclear | Operating | 683.25 | 683.25 | 18186.02 | 10 | 6.61 | 3.39 | 3.39 | 0 | 116.68 | 24.08 | 10400 |  | 5663182 | 94.36 |  |  |  | 0
York County Resource Recovery Center | GEN1 | Biomass | Steam Turbine | Operating | 28.9 | 28.9 | 18214.92 | 10.36 | 0 | 10.36 | 10.36 | 0 | 44.42 |  | 20092 |  |  |  | 0.169 | 0.029 | 118.18 | 0
Piney | 1 | Water | Hydro | Operating | 11.8 | 11.8 | 18226.72 | 10.42 | 0 | 10.42 | 10.42 | 0 | 17.15 | [8 empty] | 0
Piney | 2 | Water | Hydro | Operating | 11.8 | 11.8 | 18238.52 | 10.42 | 0 | 10.42 | 10.42 | 0 | 17.15 | [8 empty] | 0
Piney | 3 | Water | Hydro | Operating | 9.6 | 9.6 | 18248.12 | 10.42 | 0 | 10.42 | 10.42 | 0 | 17.15 | [8 empty] | 0
Hopewell Mill (Cogen) | GEN1 | Biomass | Steam Turbine | Operating | 40.7 | 40.7 | 18288.82 | 10.55 | 0 | 10.55 | 10.55 | 0 | 43.49 |  | 4694 |  |  |  | 0.371 | 0.029 | 120.44 | 1
Braidwood Generating Station | 1 | Uranium | Nuclear | Operating | 1183 | 1183 | 19471.82 | 10.6 | 7.54 | 3.06 | 3.06 | 0 | 101.79 | 23.11 | 10400 |  | 9622742 | 90.69 |  |  |  | 0
Braidwood Generating Station | 2 | Uranium | Nuclear | Operating | 1154 | 1154 | 20625.82 | 10.6 | 7.54 | 3.06 | 3.06 | 0 | 101.79 | 22.08 | 10400 |  | 10226527 | 99 |  |  |  | 0
Laurel | 1 | Water | Hydro | Operating | 61 | 61 | 20686.82 | 10.6 | 0 | 10.6 | 10.6 | 0 | 8.85 | [8 empty] | 0
Byron Generating Station | 1 | Uranium | Nuclear | Operating | 1164 | 1164 | 21850.82 | 10.62 | 7.54 | 3.08 | 3.08 | 0 | 102.9 | 22.18 | 10400 |  | 10356724 | 99.25 |  |  |  | 0
Byron Generating Station | 2 | Uranium | Nuclear | Operating | 1136 | 1136 | 22986.82 | 10.62 | 7.54 | 3.08 | 3.08 | 0 | 102.9 | 23.27 | 10400 |  | 9243524 | 90.87 |  |  |  | 0
Peach Bottom | 2 | Uranium | Nuclear | Operating | 1223.7 | 1223.7 | 24210.52 | 10.65 | 7.54 | 3.11 | 3.11 | 0 | 105.28 | 22.95 | 10400 |  | 10473991 | 92.01 |  |  |  | 0
Peach Bottom | 3 | Uranium | Nuclear | Operating | 1262.7 | 1262.7 | 25473.22 | 10.65 | 7.54 | 3.11 | 3.11 | 0 | 105.28 | 22.31 | 10400 |  | 11401444 | 100.77 |  |  |  | 0
Limerick | 1 | Uranium | Nuclear | Operating | 1119.7 | 1119.7 | 26592.92 | 10.68 | 7.54 | 3.14 | 3.14 | 0 | 102.06 | 23.01 | 10400 |  | 9268569 | 88.59 |  |  |  | 0
Limerick | 2 | Uranium | Nuclear | Operating | 1122.1 | 1122.1 | 27715.02 | 10.68 | 7.54 | 3.14 | 3.14 | 0 | 102.06 | 21.99 | 10400 |  | 10126806 | 96.47 |  |  |  | 0
LaSalle County Generating Station | 1 | Uranium | Nuclear | Operating | 1135.4 | 1135.4 | 28850.42 | 10.71 | 7.54 | 3.17 | 3.17 | 0 | 102.96 | 23.6 | 10400 |  | 9072600 | 89.66 |  |  |  | 0
LaSalle County Generating Station | 2 | Uranium | Nuclear | Operating | 1136.2 | 1136.2 | 29986.62 | 10.71 | 7.54 | 3.17 | 3.17 | 0 | 102.96 | 22.76 | 10400 |  | 9704753 | 95.16 |  |  |  | 0
Dresden | 2 | Uranium | Nuclear | Operating | 902 | 902 | 30888.62 | 10.82 | 7.54 | 3.28 | 3.28 | 0 | 112.12 | 23.38 | 10400 |  | 8047754 | 101.57 |  |  |  | 0
Dresden | 3 | Uranium | Nuclear | Operating | 895 | 895 | 31783.62 | 10.82 | 7.54 | 3.28 | 3.28 | 0 | 112.12 | 24.38 | 10400 |  | 7396139 | 93.24 |  |  |  | 0
Calvert Cliffs | 1 | Uranium | Nuclear | Operating | 866 | 866 | 32649.62 | 10.84 | 7.54 | 3.3 | 3.3 | 0 | 110.11 | 24.11 | 10400 |  | 7186439 | 91.92 |  |  |  | 0
Calvert Cliffs | 2 | Uranium | Nuclear | Operating | 841.8 | 841.8 | 33491.42 | 10.84 | 7.54 | 3.3 | 3.3 | 0 | 110.11 | 23.08 | 10400 |  | 7573738 | 98.2 |  |  |  | 0
Beaver Valley | 1 | Uranium | Nuclear | Operating | 907 | 907 | 34398.42 | 10.87 | 7.54 | 3.33 | 3.33 | 0 | 108.43 | 24.25 | 10400 |  | 7351137 | 89.12 |  |  |  | 0
Beaver Valley | 2 | Uranium | Nuclear | Operating | 901 | 901 | 35299.42 | 10.87 | 7.54 | 3.33 | 3.33 | 0 | 108.43 | 23.29 | 10400 |  | 7868437 | 96.01 |  |  |  | 0
Perry | 1 | Uranium | Nuclear | Operating | 1240 | 1240 | 36539.42 | 10.88 | 7.54 | 3.34 | 3.34 | 0 | 109.67 | 23.92 | 10400 |  | 10423250 | 93.58 |  |  |  | 0
West Point Facility | COG3 | Natural Gas | Combustion Turbine | Operating | 38.5 | 38.5 | 36577.92 | 10.91 | 9.47 | 1.44 | 1.44 | 0 | 4.35 |  | 4841 |  |  |  | 0.0264 | 0.002 | 119.31 | 1
Hope Creek | 1 | Uranium | Nuclear | Operating | 1172 | 1172 | 37749.92 | 10.95 | 7.54 | 3.4 | 3.4 | 0 | 111.6 | 24.56 | 10400 |  | 9603443 | 93.28 |  |  |  | 0
Susquehanna Nuclear | 1 | Uranium | Nuclear | Operating | 1260 | 1260 | 39009.92 | 10.95 | 7.54 | 3.41 | 3.41 | 0 | 100.84 | 25.52 | 10400 |  | 8724976 | 75.82 |  |  |  | 0
Susquehanna Nuclear | 2 | Uranium | Nuclear | Operating | 1260 | 1260 | 40269.92 | 10.95 | 7.54 | 3.41 | 3.41 | 0 | 100.84 | 22.91 | 10400 |  | 10625999 | 92.34 |  |  |  | 0
Wm F Matson Generating Station | 1 | Water | Hydro | Operating | 2.4 | 2.4 | 40272.32 | 10.98 | 0 | 10.98 | 10.98 | 0 | 11.29 | [8 empty] | 0
Wm F Matson Generating Station | 2 | Water | Hydro | Operating | 6 | 6 | 40278.32 | 10.98 | 0 | 10.98 | 10.98 | 0 | 11.29 | [8 empty] | 0
Mehoopany | GEN2 | Natural Gas | Steam Turbine | Operating | 0.9 | 0.9 | 40279.22 | 11.19 | 8.26 | 2.93 | 2.93 | 0 | 11.17 |  | 4901 |  |  |  | 0.153 | 0.029 | 120.44 | 1
Franklin Fine Paper | GEN9 | Biomass | Steam Turbine | Operating | 36.1 | 36.1 | 40315.32 | 11.31 | 1.31 | 9.99 | 9.99 | 0 | 45.43 | 18.05 | 4656 | 1132107 | 243173 | 76.69 | 0.371 | 0.029 | 120.44 | 1
Three Mile Island | 1 | Uranium | Nuclear | Operating | 802.8 | 802.8 | 41118.12 | 11.35 | 7.54 | 3.81 | 3.81 | 0 | 130.33 | 26.13 | 10400 |  | 7082652 | 97.26 |  |  |  | 0
Corn Products (IL) | TGO1 | Coal | Steam Turbine | Operating | 21.1 | 21.1 | 41139.22 | 11.36 | 8.79 | 2.58 | 2.58 | 0 | 27.31 |  | 5945 |  |  |  | 0.0999 | 0.48 | 205.84 | 1
Corn Products (IL) | TGO2 | Coal | Steam Turbine | Operating | 21.1 | 21.1 | 41160.32 | 11.36 | 8.79 | 2.58 | 2.58 | 0 | 27.31 |  | 5945 |  |  |  | 0.0473 | 0.48 | 205.84 | 1
Salem | 1 | Uranium | Nuclear | Operating | 1170.2 | 1170.2 | 42330.52 | 11.36 | 7.54 | 3.81 | 3.81 | 0 | 102.79 | 28.54 | 10400 |  | 6997238 | 68.07 |  |  |  | 0
Salem | 2 | Uranium | Nuclear | Operating | 1158 | 1158 | 43488.52 | 11.36 | 7.54 | 3.81 | 3.81 | 0 | 102.79 | 25.04 | 10400 |  | 8699415 | 85.52 |  |  |  | 0
West Point Facility | GEN2 | Natural Gas | Combustion Turbine | Operating | 24.5 | 24.5 | 43513.02 | 11.51 | 10.07 | 1.44 | 1.44 | 0 | 4.35 |  | 5147 |  |  |  | 0.0821 | 0.002 | 119.31 | 1
Mehoopany CT | GEN1 | Natural Gas | Combustion Turbine | Operating | 40 | 40 | 43553.02 | 11.57 | 10.13 | 1.44 | 1.44 | 0 | 3.88 |  | 6010 |  |  |  | 0.1405 | 0.002 | 119.31 | 1
Camden Resource Recovery Facility | TGA | Biomass | Steam Turbine | Operating | 16.5 | 16.5 | 43569.52 | 11.65 | 0 | 11.65 | 11.65 | 0 | 37.74 |  | 21378 |  |  |  | 0.169 | 0.029 | 118.18 | 0
Camden Resource Recovery Facility | TGB | Biomass | Steam Turbine | Operating | 16.5 | 16.5 | 43586.02 | 11.65 | 0 | 11.65 | 11.65 | 0 | 37.74 |  | 21502 |  |  |  | 0.169 | 0.029 | 118.18 | 0
Grays Ferry Cogeneration | GEN1 | Natural Gas | Combined Cycle | Operating | 57 | 57 | 43643.02 | 11.8 | 10.34 | 1.46 | 1.46 | 0 | 17.15 |  | 5282 |  |  |  | 0.0304 | 0.0006 | 118.8578 | 1
Grays Ferry Cogeneration | GEN2 | Natural Gas | Combined Cycle | Operating | 113 | 113 | 43756.02 | 11.8 | 10.34 | 1.46 | 1.46 | 0 | 17.15 |  | 5282 |  |  |  | 0.0304 | 0.0006 | 118.8578 | 1
Donald C. Cook | 1 | Uranium | Nuclear | Operating | 1009 | 1009 | 44765.02 | 11.81 | 8.53 | 3.28 | 3.28 | 0 | 92.07 | 22.99 | 10400 |  | 8311745 | 87.29 |  |  |  | 0
Donald C. Cook | 2 | Uranium | Nuclear | Operating | 1060 | 1060 | 45825.02 | 11.81 | 8.53 | 3.28 | 3.28 | 0 | 92.07 | 25.66 | 10400 |  | 7048018 | 72.48 |  |  |  | 0
Davis-Besse | 1 | Uranium | Nuclear | Operating | 894 | 894 | 46719.02 | 11.88 | 7.54 | 4.34 | 4.34 | 0 | 122.26 | 28.97 | 10400 |  | 6394136 | 80.17 |  |  |  | 0
Baltimore | GEN4 | Natural Gas | Steam Turbine | Operating | 10 | 10 | 46729.02 | 11.95 | 9.02 | 2.93 | 2.93 | 0 | 11.17 |  | 4607 |  |  |  | 0.153 | 0.029 | 120.44 | 1
Aventis Pharmaceuticals | 2 | Natural Gas | Combustion Turbine | Operating | 4.1 | 4.1 | 46733.12 | 12.05 | 10.61 | 1.44 | 1.44 | 0 | 13 |  | 4696 |  |  |  | 0.059 | 0.002 | 119.31 | 1
Beaver Valley Patterson Dam | GEN1 | Water | Hydro | Operating | 0.4 | 0.4 | 46733.52 | 12.24 | 0 | 12.24 | 12.24 | 0 | 110.78 | [8 empty] | 0
Beaver Valley Patterson Dam | GEN2 | Water | Hydro | Operating | 0.4 | 0.4 | 46733.92 | 12.24 | 0 | 12.24 | 12.24 | 0 | 110.78 | [8 empty] | 0
Beaver Valley Patterson Dam | GEN3 | Water | Hydro | Operating | 0.4 | 0.4 | 46734.32 | 12.24 | 0 | 12.24 | 12.24 | 0 | 110.78 | [8 empty] | 0
Patriot Power Generation Plant (Moxie Patriot) | GEN1-CT1 | Natural Gas | Combined Cycle | Operating | 274 | 274 | 47008.32 | 12.34 | 11.36 | 0.98 | 0.98 | 0 | 16.81 | 17.09 | 6743 | 9649398 | 969272 | 80.11 | 0.0068 | 0.0006 | 118.8577 | 0
Patriot Power Generation Plant (Moxie Patriot) | GEN1-ST1 | Natural Gas | Combined Cycle | Operating | 140.5 | 140.5 | 47148.82 | 12.34 | 11.36 | 0.98 | 0.98 | 0 | 16.81 | 17.09 | 6743 | 287796 | 497101 | 80.12 | 0.0069 | 0.0006 | 118.8572 | 0
Patriot Power Generation Plant (Moxie Patriot) | GEN2-CT2 | Natural Gas | Combined Cycle | Operating | 274 | 274 | 47422.82 | 12.34 | 11.36 | 0.98 | 0.98 | 0 | 16.81 | 17.06 | 6743 | 9560972 | 975744 | 80.64 | 0.007 | 0.0006 | 118.8567 | 0
Patriot Power Generation Plant (Moxie Patriot) | GEN2-ST2 | Natural Gas | Combined Cycle | Operating | 140.5 | 140.5 | 47563.32 | 12.34 | 11.36 | 0.98 | 0.98 | 0 | 16.81 | 17.06 | 6743 | 343309 | 500420 | 80.65 | 0.0069 | 0.0006 | 118.8572 | 0
Oyster Creek | 1 | Uranium | Nuclear | Operating | 607.7 | 607.7 | 48171.02 | 12.57 | 7.54 | 5.03 | 5.03 | 0 | 144.84 | 31.77 | 10400 |  | 4585091 | 81.94 |  |  |  | 0
Bristol-Myers Squibb Company | GEN1 | Natural Gas | Combustion Turbine | Operating | 8.8 | 8.8 | 48179.82 | 12.58 | 11.14 | 1.44 | 1.44 | 0 | 9.95 |  | 4931 |  |  |  | 0.059 | 0.002 | 119.31 | 1
Yough Hydro Power | GEN1 | Water | Hydro | Operating | 6.1 | 6.1 | 48185.92 | 12.65 | 0 | 12.65 | 12.65 | 0 | 14.76 | [8 empty] | 0
Yough Hydro Power | GEN2 | Water | Hydro | Operating | 6.1 | 6.1 | 48192.02 | 12.65 | 0 | 12.65 | 12.65 | 0 | 14.76 | [8 empty] | 0
Hunterstown CC | 101 | Natural Gas | Combined Cycle | Operating | 153 | 153 | 48345.02 | 12.74 | 11.92 | 0.82 | 0.82 | 0 | 9.71 | 14.2 | 7074 | 10534986 | 1017018 | 70.17 | 0.0031 | 0.0006 | 118.8579 | 0
Hunterstown CC | 201 | Natural Gas | Combined Cycle | Operating | 153 | 153 | 48498.02 | 12.74 | 11.92 | 0.82 | 0.82 | 0 | 9.71 | 14.25 | 7074 | 10591941 | 983123 | 67.83 | 0.0031 | 0.0006 | 118.8564 | 0
Hunterstown CC | 301 | Natural Gas | Combined Cycle | Operating | 153 | 153 | 48651.02 | 12.74 | 11.92 | 0.82 | 0.82 | 0 | 9.71 | 14.26 | 7074 | 10520764 | 977930 | 67.47 | 0.007 | 0.0006 | 118.8569 | 0
Hunterstown CC | 401 | Natural Gas | Combined Cycle | Operating | 299 | 299 | 48950.02 | 12.74 | 11.92 | 0.82 | 0.82 | 0 | 9.71 | 14.55 | 7074 | 734265 | 1599391 | 57.8 | 0.0044 | 0.0006 | 118.8571 | 0
Hoffmann LaRoche Inc. | TG01 | Natural Gas | Combustion Turbine | Operating | 4.1 | 4.1 | 48954.12 | 12.87 | 11.43 | 1.44 | 1.44 | 0 | 6.35 |  | 4751 |  |  |  | 0.059 | 0.002 | 119.31 | 1
Hoffmann LaRoche Inc. | TG03 | Natural Gas | Combustion Turbine | Operating | 4.1 | 4.1 | 48958.22 | 12.87 | 11.43 | 1.44 | 1.44 | 0 | 6.35 |  | 4751 |  |  |  | 0.059 | 0.002 | 119.31 | 1
Panda Liberty Generating Station (Moxie Liberty) | GEN1-CT1 | Natural Gas | Combined Cycle | Operating | 274 | 274 | 49232.22 | 12.98 | 11.78 | 1.2 | 1.2 | 0 | 26.37 | 20.64 | 6987 | 6777449 | 942734 | 155.83 | 0.0071 | 0.0006 | 118.8575 | 0
Panda Liberty Generating Station (Moxie Liberty) | GEN1-ST1 | Natural Gas | Combined Cycle | Operating | 194 | 194 | 49426.22 | 12.98 | 11.78 | 1.2 | 1.2 | 0 | 26.37 | 20.64 | 6987 | 4798634 | 667481 | 155.83 | 0.0071 | 0.0006 | 118.8575 | 0
Panda Liberty Generating Station (Moxie Liberty) | GEN2-CT2 | Natural Gas | Combined Cycle | Operating | 274 | 274 | 49700.22 | 12.98 | 11.78 | 1.2 | 1.2 | 0 | 26.37 | 25.1 | 6987 | 3973329 | 595882 | 98.49 | 0.0069 | 0.0006 | 118.8575 | 0
Panda Liberty Generating Station (Moxie Liberty) | GEN2-ST2 | Natural Gas | Combined Cycle | Operating | 194 | 194 | 49894.22 | 12.98 | 11.78 | 1.2 | 1.2 | 0 | 26.37 | 25.1 | 6987 | 2813232 | 421904 | 98.49 | 0.0071 | 0.0006 | 118.8575 | 0
Allegheny Energy 3, 4 and 5 (Springdale) | UNT3 | Natural Gas | Combined Cycle | Operating | 167 | 167 | 50061.22 | 12.99 | 12.26 | 0.72 | 0.72 | 0 | 10.3 | 14.28 | 7201 | 14262726 | 1334249 | 82.55 | 0.0081 | 0.0006 | 118.8574 | 0
Allegheny Energy 3, 4 and 5 (Springdale) | UNT4 | Natural Gas | Combined Cycle | Operating | 167 | 167 | 50228.22 | 12.99 | 12.26 | 0.72 | 0.72 | 0 | 10.3 | 14.28 | 7201 | 12982601 | 1326647 | 82.08 | 0.0081 | 0.0006 | 118.8572 | 0
Allegheny Energy 3, 4 and 5 (Springdale) | UNT5 | Natural Gas | Combined Cycle | Operating | 175 | 175 | 50403.22 | 12.99 | 12.26 | 0.72 | 0.72 | 0 | 10.3 | 14.36 | 7201 | 1394509 | 1316305 | 82.34 | 0.0081 | 0.0006 | 118.8573 | 0
Delaware City | G3 | Other Fuel | Steam Turbine | Operating | 66 | 66 | 50469.22 | 13.01 | 3.02 | 9.98 | 9.98 | 0 | 21.89 | 67.65 | 5774 | 152687 | 26442 | 4.56 | 0.0561 | 0.0066 | 121.2823 | 1
Delaware City | G1 | Other Fuel | Steam Turbine | Operating | 29.5 | 29.5 | 50498.72 | 13.05 | 3.07 | 9.98 | 9.98 | 0 | 21.89 | 17.38 | 5863 | 874821 | 149215 | 57.58 | 0.0561 | 0.0066 | 121.2823 | 1
Delaware City | G2 | Other Fuel | Steam Turbine | Operating | 29.5 | 29.5 | 50528.22 | 13.05 | 3.07 | 9.98 | 9.98 | 0 | 21.89 | 17.81 | 5866 | 796923 | 135863 | 52.43 | 0.0561 | 0.0066 | 121.2823 | 1
Alexandria/Arlington RRF | GEN1 | Biomass | Steam Turbine | Operating | 14.5 | 14.5 | 50542.72 | 13.06 | 0 | 13.06 | 13.06 | 0 | 46.57 |  | 20908 |  |  |  | 0.169 | 0.029 | 118.18 | 0
Alexandria/Arlington RRF | GEN2 | Biomass | Steam Turbine | Operating | 14.5 | 14.5 | 50557.22 | 13.06 | 0 | 13.06 | 13.06 | 0 | 46.57 |  | 21197 |  |  |  | 0.169 | 0.029 | 118.18 | 0
Delaware City | G4 | Other Fuel | Steam Turbine | Operating | 10 | 10 | 50567.22 | 13.06 | 3.08 | 9.98 | 9.98 | 0 | 21.89 | 16.32 | 5874 | 394839 | 67213 | 76.52 | 0.0561 | 0.0066 | 121.2823 | 1
Fayette Energy Facility | CTG1 | Natural Gas | Combined Cycle | Operating | 187 | 187 | 50754.22 | 13.1 | 12.34 | 0.76 | 0.76 | 0 | 9.84 | 14.56 | 7244 | 13490013 | 1254200 | 68.98 | 0.0071 | 0.0006 | 118.8566 | 0
Fayette Energy Facility | CTG2 | Natural Gas | Combined Cycle | Operating | 187 | 187 | 50941.22 | 13.1 | 12.34 | 0.76 | 0.76 | 0 | 9.84 | 14.52 | 7244 | 13556616 | 1292764 | 71.1 | 0.0071 | 0.0006 | 118.8577 | 0
Fayette Energy Facility | STG1 | Natural Gas | Combined Cycle | Operating | 314 | 314 | 51255.22 | 13.1 | 12.34 | 0.76 | 0.76 | 0 | 9.84 | 14.6 | 7244 | 6325433 | 2059914 | 74.45 | 0.0071 | 0.0006 | 118.8572 | 0
Ivorydale | GEN1 | Coal | Steam Turbine | Operating | 11.7 | 11.7 | 51266.92 | 13.17 | 10.59 | 2.58 | 2.58 | 0 | 27.31 |  | 4869 |  |  |  | 0.1003 | 0.48 | 205.84 | 1
Fries Hydroelectric Project | GEN1 | Water | Hydro | Operating | 2 | 2 | 51268.92 | 13.31 | 0 | 13.31 | 13.31 | 0 | 70.68 | [8 empty] | 0
Fries Hydroelectric Project | GEN2 | Water | Hydro | Operating | 0.8 | 0.8 | 51269.72 | 13.31 | 0 | 13.31 | 13.31 | 0 | 70.68 | [8 empty] | 0
Fries Hydroelectric Project | GEN3 | Water | Hydro | Operating | 0.2 | 0.2 | 51269.92 | 13.31 | 0 | 13.31 | 13.31 | 0 | 70.68 | [8 empty] | 0
Fries Hydroelectric Project | GEN4 | Water | Hydro | Operating | 2 | 2 | 51271.92 | 13.31 | 0 | 13.31 | 13.31 | 0 | 70.68 | [8 empty] | 0
Conemaugh Hydroelectric | GEN1 | Water | Hydro | Operating | 7.5 | 7.5 | 51279.42 | 13.56 | 0 | 13.56 | 13.56 | 0 | 13.2 | [8 empty] | 0
Conemaugh Hydroelectric | GEN2 | Water | Hydro | Operating | 7.5 | 7.5 | 51286.92 | 13.56 | 0 | 13.56 | 13.56 | 0 | 13.2 | [8 empty] | 0
Dresden Energy Facility | 1 | Natural Gas | Combined Cycle | Operating | 158.3 | 158.3 | 51445.22 | 13.7 | 11.9 | 1.8 | 1.8 | 0 | 10.77 | 15.06 | 6852 | 13661737 | 1257154 | 78.08 | 0.0111 | 0.0006 | 118.8572 | 0
Dresden Energy Facility | 2 | Natural Gas | Combined Cycle | Operating | 158.3 | 158.3 | 51603.52 | 13.7 | 11.9 | 1.8 | 1.8 | 0 | 10.77 | 15.08 | 6852 | 13447177 | 1238121 | 76.9 | 0.0115 | 0.0006 | 118.8575 | 0
Dresden Energy Facility | 3 | Natural Gas | Combined Cycle | Operating | 223.4 | 223.4 | 51826.92 | 13.7 | 11.9 | 1.8 | 1.8 | 0 | 10.77 | 15.35 | 6852 | 0 | 1461198 | 64.38 | 0.0113 | 0.0006 | 118.8573 | 0
CSL Behring LLC | GEN1 | Natural Gas | Combustion Turbine | Operating | 3.8 | 3.8 | 51830.72 | 13.77 | 12.24 | 1.53 | 1.53 | 0 | 13.98 |  | 4563 |  |  |  | 0.059 | 0.002 | 119.31 | 1
Berrien Springs | 10 | Water | Hydro | Operating | 0.6 | 0.6 | 51831.32 | 13.79 | 0 | 13.79 | 13.79 | 0 | 38.82 | 21.54 |  |  | 3006 | 57.04 |  |  |  | 0
Berrien Springs | 11 | Water | Hydro | Operating | 0.6 | 0.6 | 51831.92 | 13.79 | 0 | 13.79 | 13.79 | 0 | 38.82 | 21.54 |  |  | 3006 | 57.04 |  |  |  | 0
Berrien Springs | 12 | Water | Hydro | Operating | 0.6 | 0.6 | 51832.52 | 13.79 | 0 | 13.79 | 13.79 | 0 | 38.82 | 21.54 |  |  | 3006 | 57.04 |  |  |  | 0
Berrien Springs | 1A | Water | Hydro | Operating | 0.6 | 0.6 | 51833.12 | 13.79 | 0 | 13.79 | 13.79 | 0 | 38.82 | 21.54 |  |  | 3006 | 57.04 |  |  |  | 0
Berrien Springs | 2A | Water | Hydro | Operating | 0.6 | 0.6 | 51833.72 | 13.79 | 0 | 13.79 | 13.79 | 0 | 38.82 | 21.54 |  |  | 3006 | 57.04 |  |  |  | 0
Berrien Springs | 3A | Water | Hydro | Operating | 0.6 | 0.6 | 51834.32 | 13.79 | 0 | 13.79 | 13.79 | 0 | 38.82 | 21.54 |  |  | 3006 | 57.04 |  |  |  | 0
Berrien Springs | 4A | Water | Hydro | Operating | 0.6 | 0.6 | 51834.92 | 13.79 | 0 | 13.79 | 13.79 | 0 | 38.82 | 21.54 |  |  | 3006 | 57.04 |  |  |  | 0
Berrien Springs | 5 | Water | Hydro | Operating | 0.6 | 0.6 | 51835.52 | 13.79 | 0 | 13.79 | 13.79 | 0 | 38.82 | 21.54 |  |  | 3006 | 57.04 |  |  |  | 0
Berrien Springs | 6 | Water | Hydro | Operating | 0.6 | 0.6 | 51836.12 | 13.79 | 0 | 13.79 | 13.79 | 0 | 38.82 | 21.54 |  |  | 3006 | 57.04 |  |  |  | 0
Berrien Springs | 7 | Water | Hydro | Operating | 0.6 | 0.6 | 51836.72 | 13.79 | 0 | 13.79 | 13.79 | 0 | 38.82 | 21.54 |  |  | 3006 | 57.04 |  |  |  | 0
Berrien Springs | 8 | Water | Hydro | Operating | 0.6 | 0.6 | 51837.32 | 13.79 | 0 | 13.79 | 13.79 | 0 | 38.82 | 21.54 |  |  | 3006 | 57.04 |  |  |  | 0
Berrien Springs | 9 | Water | Hydro | Operating | 0.6 | 0.6 | 51837.92 | 13.79 | 0 | 13.79 | 13.79 | 0 | 38.82 | 21.54 |  |  | 3006 | 57.04 |  |  |  | 0
Newport | 1 | Water | Hydro | Operating | 0.3 | 0.3 | 51838.22 | 14.03 | 0 | 14.03 | 14.03 | 0 | 110.78 | [8 empty] | 0
Newport | 2 | Water | Hydro | Operating | 0.5 | 0.5 | 51838.72 | 14.03 | 0 | 14.03 | 14.03 | 0 | 110.78 | [8 empty] | 0
Newport | 3 | Water | Hydro | Operating | 0.5 | 0.5 | 51839.22 | 14.03 | 0 | 14.03 | 14.03 | 0 | 110.78 | [8 empty] | 0
Merck Rahway | GEN9 | Natural Gas | Steam Turbine | Operating | 10 | 10 | 51849.22 | 14.08 | 11.15 | 2.93 | 2.93 | 0 | 11.17 |  | 4633 |  |  |  | 0.153 | 0.029 | 120.44 | 1
Juniata Locomotive Shop | GEN2 | Coal | Steam Turbine | Operating | 2 | 2 | 51851.22 | 14.09 | 11.52 | 2.58 | 2.58 | 0 | 27.31 |  | 5233 |  |  |  | 0.199 | 0.48 | 205.84 | 1
Merck Rahway | GEN8 | Natural Gas | Steam Turbine | Operating | 4.8 | 4.8 | 51856.02 | 14.09 | 11.15 | 2.93 | 2.93 | 0 | 11.17 |  | 4633 |  |  |  | 0.153 | 0.029 | 120.44 | 1
Allegheny 5 | GEN1 | Water | Hydro | Operating | 3 | 3 | 51859.02 | 14.22 | 0 | 14.22 | 14.22 | 0 | 16.99 | [8 empty] | 0
Allegheny 5 | GEN2 | Water | Hydro | Operating | 3 | 3 | 51862.02 | 14.22 | 0 | 14.22 | 14.22 | 0 | 16.99 | [8 empty] | 0
Allegheny 6 | GEN1 | Water | Hydro | Operating | 4 | 4 | 51866.02 | 14.29 | 0 | 14.29 | 14.29 | 0 | 15.23 | [8 empty] | 0
Allegheny 6 | GEN2 | Water | Hydro | Operating | 4 | 4 | 51870.02 | 14.29 | 0 | 14.29 | 14.29 | 0 | 15.23 | [8 empty] | 0
Ontelaunee Energy Center | CTG1 | Natural Gas | Combined Cycle | Operating | 194 | 194 | 52064.02 | 14.31 | 13.54 | 0.77 | 0.77 | 0 | 10.16 | 15.78 | 6918 | 14556052 | 1340103 | 69.98 | 0.0068 | 0.0006 | 118.8571 | 0
Ontelaunee Energy Center | CTG2 | Natural Gas | Combined Cycle | Operating | 194 | 194 | 52258.02 | 14.31 | 13.54 | 0.77 | 0.77 | 0 | 10.16 | 15.79 | 6918 | 14334584 | 1335423 | 69.74 | 0.0072 | 0.0006 | 118.8573 | 0
Ontelaunee Energy Center | STG | Natural Gas | Combined Cycle | Operating | 178 | 178 | 52436.02 | 14.31 | 13.54 | 0.77 | 0.77 | 0 | 10.16 | 15.52 | 6918 | 0 | 1500667 | 84.16 | 0.007 | 0.0006 | 118.8572 | 0
Bristol-Myers Squibb Company ST | GEN2 | Natural Gas | Steam Turbine | Operating | 0.6 | 0.6 | 52436.62 | 14.42 | 11.49 | 2.93 | 2.93 | 0 | 11.17 |  | 5083 |  |  |  | 0.153 | 0.029 | 120.44 | 1
West Deptford | E101 | Natural Gas | Combined Cycle | Operating | 208.1 | 208.1 | 52644.72 | 14.45 | 13.82 | 0.62 | 0.62 | 0 | 8.66 | 15.62 | 7064 | 0 | 1538916 | 77.83 | 0.0061 | 0.0006 | 118.8568 | 0
West Deptford | E102 | Natural Gas | Combined Cycle | Operating | 207 | 207 | 52851.72 | 14.45 | 13.82 | 0.62 | 0.62 | 0 | 8.66 | 15.65 | 7064 | 0 | 1495059 | 75.61 | 0.0061 | 0.0006 | 118.8568 | 0
West Deptford | STG1 | Natural Gas | Combined Cycle | Operating | 295.9 | 295.9 | 53147.62 | 14.45 | 13.82 | 0.62 | 0.62 | 0 | 8.66 | 15.91 | 7064 | 0 | 1753137 | 65.65 | 0.0061 | 0.0006 | 118.8568 | 0
Twin Branch | H1E | Water | Hydro | Operating | 0.5 | 0.5 | 53148.12 | 14.47 | 0 | 14.47 | 14.47 | 0 | 56.22 | 22.18 |  |  | 3646 | 69.17 |  |  |  | 0
Twin Branch | H1W | Water | Hydro | Operating | 0.5 | 0.5 | 53148.62 | 14.47 | 0 | 14.47 | 14.47 | 0 | 56.22 | 22.18 |  |  | 3646 | 69.17 |  |  |  | 0
Twin Branch | H2W | Water | Hydro | Operating | 0.5 | 0.5 | 53149.12 | 14.47 | 0 | 14.47 | 14.47 | 0 | 56.22 | 22.18 |  |  | 3646 | 69.17 |  |  |  | 0
Twin Branch | H3W | Water | Hydro | Operating | 0.5 | 0.5 | 53149.62 | 14.47 | 0 | 14.47 | 14.47 | 0 | 56.22 | 22.18 |  |  | 3646 | 69.17 |  |  |  | 0
Twin Branch | H4W | Water | Hydro | Operating | 0.5 | 0.5 | 53150.12 | 14.47 | 0 | 14.47 | 14.47 | 0 | 56.22 | 22.18 |  |  | 3646 | 69.17 |  |  |  | 0
Twin Branch | H5W | Water | Hydro | Operating | 0.5 | 0.5 | 53150.62 | 14.47 | 0 | 14.47 | 14.47 | 0 | 56.22 | 22.18 |  |  | 3646 | 69.17 |  |  |  | 0
Twin Branch | H6E | Water | Hydro | Operating | 0.5 | 0.5 | 53151.12 | 14.47 | 0 | 14.47 | 14.47 | 0 | 56.22 | 22.18 |  |  | 3646 | 69.17 |  |  |  | 0
Twin Branch | H6W | Water | Hydro | Operating | 0.5 | 0.5 | 53151.62 | 14.47 | 0 | 14.47 | 14.47 | 0 | 56.22 | 22.18 |  |  | 3646 | 69.17 |  |  |  | 0
Pinnacles | 1 | Water | Hydro | Operating | 3.5 | 3.5 | 53155.12 | 14.61 | 0 | 14.61 | 14.61 | 0 | 35.15 | [8 empty] | 0
Pinnacles | 2 | Water | Hydro | Operating | 3.5 | 3.5 | 53158.62 | 14.61 | 0 | 14.61 | 14.61 | 0 | 35.15 | [8 empty] | 0
Pinnacles | 3 | Water | Hydro | Operating | 3.5 | 3.5 | 53162.12 | 14.61 | 0 | 14.61 | 14.61 | 0 | 35.15 | [8 empty] | 0
Fairless Works Energy Center | CT1A | Natural Gas | Combined Cycle | Operating | 189 | 189 | 53351.12 | 14.72 | 14.05 | 0.67 | 0.67 | 0 | 9.16 | 16.04 | 7179 | 9385423 | 1307355 | 75.17 | 0.0073 | 0.0006 | 118.857 | 0
Fairless Works Energy Center | CT1B | Natural Gas | Combined Cycle | Operating | 189 | 189 | 53540.12 | 14.72 | 14.05 | 0.67 | 0.67 | 0 | 9.16 | 16.05 | 7179 | 9321825 | 1298496 | 74.66 | 0.0073 | 0.0006 | 118.8566 | 0
Fairless Works Energy Center | CT2A | Natural Gas | Combined Cycle | Operating | 189 | 189 | 53729.12 | 14.72 | 14.05 | 0.67 | 0.67 | 0 | 9.16 | 15.99 | 7179 | 9794960 | 1364402 | 78.45 | 0.0074 | 0.0006 | 118.8573 | 0
Fairless Works Energy Center | CT2B | Natural Gas | Combined Cycle | Operating | 189 | 189 | 53918.12 | 14.72 | 14.05 | 0.67 | 0.67 | 0 | 9.16 | 15.97 | 7179 | 9933255 | 1383666 | 79.16 | 0.0079 | 0.0006 | 118.8576 | 0
Fairless Works Energy Center | ST1 | Natural Gas | Combined Cycle | Operating | 258 | 258 | 54176.12 | 14.72 | 14.05 | 0.67 | 0.67 | 0 | 9.16 | 16.23 | 7179 | 11246700 | 1566624 | 67.63 | 0.0075 | 0.0006 | 118.8571 | 0
Fairless Works Energy Center | ST2 | Natural Gas | Combined Cycle | Operating | 258 | 258 | 54434.12 | 14.72 | 14.05 | 0.67 | 0.67 | 0 | 9.16 | 16.14 | 7179 | 11906129 | 1658480 | 71.6 | 0.0075 | 0.0006 | 118.8571 | 0
Liberty Electric Power | GTG1 | Natural Gas | Combined Cycle | Operating | 158.6 | 158.6 | 54592.72 | 14.86 | 14.15 | 0.71 | 0.71 | 0 | 10.47 | 16.22 | 7231 | 13547937 | 1219913 | 87.57 | 0.0103 | 0.0006 | 118.8571 | 0
Liberty Electric Power | GTG2 | Natural Gas | Combined Cycle | Operating | 158.6 | 158.6 | 54751.32 | 14.86 | 14.15 | 0.71 | 0.71 | 0 | 10.47 | 16.1 | 7231 | 14743539 | 1336645 | 95.94 | 0.0111 | 0.0006 | 118.8572 | 0
Liberty Electric Power | STG | Natural Gas | Combined Cycle | Operating | 223.8 | 223.8 | 54975.12 | 14.86 | 14.15 | 0.71 | 0.71 | 0 | 10.47 | 16.34 | 7231 | 1621239 | 1579982 | 80.37 | 0.0107 | 0.0006 | 118.8571 | 0
PPL Ironwood | CT1 | Natural Gas | Combined Cycle | Operating | 218.7 | 218.7 | 55193.82 | 14.94 | 14.25 | 0.69 | 0.69 | 0 | 10.04 | 16.18 | 7284 | 19561827 | 1781138 | 80.24 | 0.0137 | 0.0006 | 118.857 | 0
PPL Ironwood | CT2 | Natural Gas | Combined Cycle | Operating | 221.7 | 221.7 | 55415.52 | 14.94 | 14.25 | 0.69 | 0.69 | 0 | 10.04 | 16.19 | 7284 | 19753021 | 1795033 | 81.09 | 0.0134 | 0.0006 | 118.8571 | 0
PPL Ironwood | ST4 | Natural Gas | Combined Cycle | Operating | 219.7 | 219.7 | 55635.22 | 14.94 | 14.25 | 0.69 | 0.69 | 0 | 10.04 | 16.16 | 7284 | 0 | 1821459 | 89.88 | 0.0135 | 0.0006 | 118.8571 | 0
Mon Valley Works | GEN1 | Other Fuel | Steam Turbine | Out of Service | 28 | 28 | 55663.22 | 15 | 1.72 | 13.27 | 13.27 | 0 | 49.09 | 20.78 | 17985 | 4275535 | 237732 | 90.21 | 0.0321 | 0.029 | 534.59 | 1
Mon Valley Works | GEN2 | Other Fuel | Steam Turbine | Operating | 28 | 28 | 55691.22 | 15 | 1.73 | 13.27 | 13.27 | 0 | 49.09 | 30.95 | 18068 | 1557058 | 86178 | 32.7 | 0.0229 | 0.029 | 534.59 | 1
Mon Valley Works | GEN3 | Other Fuel | Steam Turbine | Operating | 1.9 | 1.9 | 55693.12 | 15 | 1.72 | 13.27 | 13.27 | 0 | 49.09 |  | 18007 | 0 | 0 | 0 | 0.0231 | 0.029 | 534.59 | 1
Covington Facility | GEN7 | Biomass | Steam Turbine | Operating | 81 | 81 | 55774.12 | 15.02 | 9.68 | 5.34 | 5.34 | 0 | 20.68 | 18.43 | 4376 | 2146870 | 490647 | 67.79 | 0.2685 | 0.121 | 208.19 | 1
Marcus Hook | CT13 | Natural Gas | Combined Cycle | Operating | 172 | 172 | 55946.12 | 15.06 | 14.3 | 0.77 | 0.77 | 0 | 9.56 | 16.56 | 7306 | 8035103 | 1099762 | 64.87 | 0.0129 | 0.0006 | 118.8566 | 1
Marcus Hook | CT1A | Natural Gas | Combined Cycle | Operating | 178.7 | 178.7 | 56124.82 | 15.06 | 14.3 | 0.77 | 0.77 | 0 | 9.56 | 16.53 | 7306 | 8502577 | 1163745 | 69.18 | 0.0128 | 0.0008 | 118.8581 | 1
Marcus Hook | CTIB | Natural Gas | Combined Cycle | Operating | 172 | 172 | 56296.82 | 15.06 | 14.3 | 0.77 | 0.77 | 0 | 9.56 | 16.56 | 7306 | 7996183 | 1094435 | 64.56 | 0.0138 | 0.0008 | 118.8583 | 1
Marcus Hook | STG | Natural Gas | Combined Cycle | Operating | 263 | 263 | 56559.82 | 15.06 | 14.3 | 0.77 | 0.77 | 0 | 9.56 | 16.56 | 7306 | 12218849 | 1672390 | 71.04 | 0.0253 | 0.0007 | 111.2122 | 1
Dixon Hydroelectric Dam | 1 | Water | Hydro | Operating | 0.6 | 0.6 | 56560.42 | 15.12 | 0 | 15.12 | 15.12 | 0 | 110.78 | [8 empty] | 0
Dixon Hydroelectric Dam | 2 | Water | Hydro | Operating | 0.6 | 0.6 | 56561.02 | 15.12 | 0 | 15.12 | 15.12 | 0 | 110.78 | [8 empty] | 0
Dixon Hydroelectric Dam | 3 | Water | Hydro | Operating | 0.6 | 0.6 | 56561.62 | 15.12 | 0 | 15.12 | 15.12 | 0 | 110.78 | [8 empty] | 0
Dixon Hydroelectric Dam | 4 | Water | Hydro | Operating | 0.6 | 0.6 | 56562.22 | 15.12 | 0 | 15.12 | 15.12 | 0 | 110.78 | [8 empty] | 0
Dixon Hydroelectric Dam | 5 | Water | Hydro | Operating | 0.6 | 0.6 | 56562.82 | 15.12 | 0 | 15.12 | 15.12 | 0 | 110.78 | [8 empty] | 0
University of Notre Dame | GEN5 | Coal | Steam Turbine | Operating | 2 | 2 | 56564.82 | 15.12 | 12.55 | 2.58 | 2.58 | 0 | 27.31 |  | 5702 |  |  |  | 0.199 | 0.48 | 205.84 | 1
Upper Sterling | 1 | Water | Hydro | Operating | 1 | 1 | 56565.82 | 15.12 | 0 | 15.12 | 15.12 | 0 | 59.32 | [8 empty] | 0
Upper Sterling | 2 | Water | Hydro | Operating | 1 | 1 | 56566.82 | 15.12 | 0 | 15.12 | 15.12 | 0 | 59.32 | [8 empty] | 0
University of Notre Dame | GEN6 | Coal | Steam Turbine | Operating | 5 | 5 | 56571.82 | 15.13 | 12.56 | 2.58 | 2.58 | 0 | 27.31 |  | 5705 |  |  |  | 0.199 | 0.48 | 205.84 | 1
University of Notre Dame | GEN7 | Coal | Steam Turbine | Operating | 9.4 | 9.4 | 56581.22 | 15.13 | 12.56 | 2.58 | 2.58 | 0 | 27.31 |  | 5706 |  |  |  | 0.199 | 0.48 | 205.84 | 1
Lockport Powerhouse | 1GEN | Water | Hydro | Operating | 6 | 6 | 56587.22 | 15.29 | 0 | 15.29 | 15.29 | 0 | 11.61 | 19.25 |  |  | 17624 | 33.44 |  |  |  | 0
Lockport Powerhouse | 2GEN | Water | Hydro | Operating | 6 | 6 | 56593.22 | 15.29 | 0 | 15.29 | 15.29 | 0 | 11.61 | 19.25 |  |  | 17624 | 33.44 |  |  |  | 0
RockTenn West Point Mill (St. Laurent Paper Products) | GN11 | Biomass | Steam Turbine | Operating | 15 | 15 | 56608.22 | 15.33 | 8.09 | 7.25 | 7.25 | 0 | 28.16 | 18.9 | 3735 | 441767 | 118286 | 89.77 | 0.1353 | 0.029 | 120.44 | 1
RockTenn West Point Mill (St. Laurent Paper Products) | GN12 | Biomass | Steam Turbine | Operating | 46 | 46 | 56654.22 | 15.34 | 8.09 | 7.25 | 7.25 | 0 | 28.16 | 20.25 | 3737 | 985318 | 263643 | 65.25 | 0.1353 | 0.029 | 120.44 | 1
Garrison Energy Center | CTG1 | Natural Gas | Combined Cycle | Operating | 193 | 193 | 56847.22 | 15.36 | 14.57 | 0.79 | 0.79 | 0 | 8.69 | 17.11 | 6984 | 10224601 | 955819 | 54.41 | 0.0074 | 0.0006 | 119.5856 | 0
Garrison Energy Center | STG2 | Natural Gas | Combined Cycle | Operating | 123 | 123 | 56970.22 | 15.36 | 14.57 | 0.79 | 0.79 | 0 | 8.69 | 17.11 | 6984 | 705554 | 609305 | 55.94 | 0.0074 | 0.0006 | 119.5856 | 0
Luke Mill | GEN1 | Coal | Steam Turbine | Operating | 32 | 32 | 57002.22 | 15.41 | 6.21 | 9.2 | 9.2 | 0 | 13.42 | 18.94 | 3000 | 365334 | 121778 | 43.32 | 0.199 | 0.48 | 205.84 | 1
Coleman Falls | CGH2 | Water | Hydro | Operating | 0.5 | 0.5 | 57002.72 | 15.57 | 0 | 15.57 | 15.57 | 0 | 90.02 | [8 empty] | 0
Coleman Falls | CGH3 | Water | Hydro | Operating | 0.5 | 0.5 | 57003.22 | 15.57 | 0 | 15.57 | 15.57 | 0 | 90.02 | [8 empty] | 0
Coleman Falls | CHG1 | Water | Hydro | Operating | 0.5 | 0.5 | 57003.72 | 15.57 | 0 | 15.57 | 15.57 | 0 | 90.02 | [8 empty] | 0
Dam 4 | 1 | Water | Hydro | Operating | 0.5 | 0.5 | 57004.22 | 15.6 | 0 | 15.6 | 15.6 | 0 | 110.78 | [8 empty] | 0
Dam 4 | 2 | Water | Hydro | Operating | 0.5 | 0.5 | 57004.72 | 15.6 | 0 | 15.6 | 15.6 | 0 | 110.78 | [8 empty] | 0
Dam 4 | 3 | Water | Hydro | Operating | 0.9 | 0.9 | 57005.62 | 15.6 | 0 | 15.6 | 15.6 | 0 | 110.78 | [8 empty] | 0
Glen Ferris Hydro | GEN1 | Water | Hydro | Operating | 0.4 | 0.4 | 57006.02 | 15.6 | 0 | 15.6 | 15.6 | 0 | 71.52 | [8 empty] | 0
Glen Ferris Hydro | GEN2 | Water | Hydro | Operating | 0.4 | 0.4 | 57006.42 | 15.6 | 0 | 15.6 | 15.6 | 0 | 71.52 | [8 empty] | 0
Glen Ferris Hydro | GEN3 | Water | Hydro | Operating | 0.4 | 0.4 | 57006.82 | 15.6 | 0 | 15.6 | 15.6 | 0 | 71.52 | [8 empty] | 0
Glen Ferris Hydro | GEN4 | Water | Hydro | Operating | 0.4 | 0.4 | 57007.22 | 15.6 | 0 | 15.6 | 15.6 | 0 | 71.52 | [8 empty] | 0
Glen Ferris Hydro | GEN5 | Water | Hydro | Operating | 0.4 | 0.4 | 57007.62 | 15.6 | 0 | 15.6 | 15.6 | 0 | 71.52 | [8 empty] | 0
Glen Ferris Hydro | GEN6 | Water | Hydro | Operating | 0.4 | 0.4 | 57008.02 | 15.6 | 0 | 15.6 | 15.6 | 0 | 71.52 | [8 empty] | 0
Glen Ferris Hydro | GEN7 | Water | Hydro | Operating | 1.9 | 1.9 | 57009.92 | 15.6 | 0 | 15.6 | 15.6 | 0 | 71.52 | [8 empty] | 0
Glen Ferris Hydro | GEN8 | Water | Hydro | Operating | 1.9 | 1.9 | 57011.82 | 15.6 | 0 | 15.6 | 15.6 | 0 | 71.52 | [8 empty] | 0
Avon Lake | 7 | Coal | Steam Turbine | Retired | 70 | 70 | 57081.82 | 15.7 | 7.7 | 7.99 | 7.99 | 0 | 25.08 | 28.33 | 3000 | 416877 | 138959 | 68.36 | 0.3806 | 2.4541 | 205.1662 | 0
UMCP CHP | 1 | Natural Gas | Combustion Turbine | Operating | 9.4 | 9.4 | 57091.22 | 15.89 | 14.45 | 1.44 | 1.44 | 0 | 4.85 |  | 7386 |  |  |  | 0.059 | 0.002 | 119.31 | 1
UMCP CHP | 2 | Natural Gas | Combustion Turbine | Operating | 9.4 | 9.4 | 57100.62 | 15.89 | 14.45 | 1.44 | 1.44 | 0 | 4.85 |  | 7386 |  |  |  | 0.059 | 0.002 | 119.31 | 1
American Eagle Paper Mills | TG3 | Coal | Steam Turbine | Retired | 2.5 | 2.5 | 57103.12 | 15.97 | 13.39 | 2.58 | 2.58 | 0 | 27.31 |  | 5779 |  |  |  | 0.199 | 0.48 | 205.84 | 1
American Eagle Paper Mills | TG4 | Coal | Steam Turbine | Retired | 4.5 | 4.5 | 57107.62 | 15.97 | 13.39 | 2.58 | 2.58 | 0 | 27.31 |  | 5779 |  |  |  | 0.199 | 0.48 | 205.84 | 1
American Eagle Paper Mills | TG5 | Coal | Steam Turbine | Retired | 3 | 3 | 57110.62 | 15.97 | 13.39 | 2.58 | 2.58 | 0 | 27.31 |  | 5779 |  |  |  | 0.199 | 0.48 | 205.84 | 1
American Eagle Paper Mills | TG6 | Coal | Steam Turbine | Retired | 7 | 7 | 57117.62 | 15.97 | 13.39 | 2.58 | 2.58 | 0 | 27.31 |  | 5779 |  |  |  | 0.199 | 0.48 | 205.84 | 1
Woodbridge Energy Center | CT001 | Natural Gas | Combined Cycle | Operating | 205 | 205 | 57322.62 | 16.12 | 15.49 | 0.63 | 0.63 | 0 | 8.45 | 17.29 | 6855 | 14873662 | 1483844 | 70.39 | 0.0056 | 0.0006 | 118.8579 | 0
Woodbridge Energy Center | CT002 | Natural Gas | Combined Cycle | Operating | 205 | 205 | 57527.62 | 16.12 | 15.49 | 0.63 | 0.63 | 0 | 8.45 | 17.32 | 6855 | 14575826 | 1447448 | 68.66 | 0.0056 | 0.0006 | 118.8576 | 0
Woodbridge Energy Center | ST001 | Natural Gas | Combined Cycle | Operating | 315 | 315 | 57842.62 | 16.12 | 15.49 | 0.63 | 0.63 | 0 | 8.45 | 17.58 | 6855 | 3121789 | 1820487 | 65.79 | 0.0056 | 0.0006 | 118.8578 | 0
Martinsville | 1 | Water | Hydro | Operating | 0.3 | 0.3 | 57842.92 | 16.16 | 0 | 16.16 | 16.16 | 0 | 110.78 | [8 empty] | 0
Martinsville | 2 | Water | Hydro | Operating | 0.9 | 0.9 | 57843.82 | 16.16 | 0 | 16.16 | 16.16 | 0 | 110.78 | [8 empty] | 0
Panda Brandywine | 1 | Natural Gas | Combined Cycle | Operating | 78.6 | 78.6 | 57922.42 | 16.16 | 14.71 | 1.46 | 1.46 | 0 | 15.25 | 19.04 | 7471 | 3112009 | 416537 | 60.33 | 0.0251 | 0.0006 | 118.9252 | 1
Panda Brandywine | 2 | Natural Gas | Combined Cycle | Operating | 78.6 | 78.6 | 58001.02 | 16.16 | 14.71 | 1.46 | 1.46 | 0 | 15.25 | 18.91 | 7471 | 3254619 | 435625 | 63.1 | 0.0258 | 0.0006 | 118.9249 | 1
Panda Brandywine | 3 | Natural Gas | Combined Cycle | Operating | 72.79 | 72.79 | 58073.81 | 16.16 | 14.71 | 1.46 | 1.46 | 0 | 15.25 | 18.38 | 7471 | 3743224 | 501024 | 78.36 | 0.0254 | 0.0006 | 118.925 | 1
Chester Operations | 5 | Coal | Steam Turbine | Operating | 67 | 67 | 58140.81 | 16.2 | 10.67 | 5.54 | 5.54 | 0 | 13.43 |  | 7771 |  |  |  | 0.0887 | 0.372 | 209.74 | 1
Buchanan Hydro (MI) | 1 | Water | Hydro | Operating | 0.4 | 0.4 | 58141.21 | 16.25 | 0 | 16.25 | 16.25 | 0 | 50.03 | 29.01 |  |  | 1569 | 44.65 |  |  |  | 0
Buchanan Hydro (MI) | 10 | Water | Hydro | Operating | 0.5 | 0.5 | 58141.71 | 16.25 | 0 | 16.25 | 16.25 | 0 | 50.03 | 29.01 |  |  | 1961 | 44.65 |  |  |  | 0
Buchanan Hydro (MI) | 2 | Water | Hydro | Operating | 0.4 | 0.4 | 58142.11 | 16.25 | 0 | 16.25 | 16.25 | 0 | 50.03 | 29.01 |  |  | 1569 | 44.65 |  |  |  | 0
Buchanan Hydro (MI) | 3 | Water | Hydro | Operating | 0.4 | 0.4 | 58142.51 | 16.25 | 0 | 16.25 | 16.25 | 0 | 50.03 | 29.01 |  |  | 1569 | 44.65 |  |  |  | 0
Buchanan Hydro (MI) | 4 | Water | Hydro | Operating | 0.4 | 0.4 | 58142.91 | 16.25 | 0 | 16.25 | 16.25 | 0 | 50.03 | 29.01 |  |  | 1569 | 44.65 |  |  |  | 0
Buchanan Hydro (MI) | 5 | Water | Hydro | Operating | 0.4 | 0.4 | 58143.31 | 16.25 | 0 | 16.25 | 16.25 | 0 | 50.03 | 29.01 |  |  | 1569 | 44.65 |  |  |  | 0
Buchanan Hydro (MI) | 6 | Water | Hydro | Operating | 0.4 | 0.4 | 58143.71 | 16.25 | 0 | 16.25 | 16.25 | 0 | 50.03 | 29.01 |  |  | 1569 | 44.65 |  |  |  | 0
Buchanan Hydro (MI) | 7 | Water | Hydro | Operating | 0.5 | 0.5 | 58144.21 | 16.25 | 0 | 16.25 | 16.25 | 0 | 50.03 | 29.01 |  |  | 1961 | 44.65 |  |  |  | 0
Buchanan Hydro (MI) | 8 | Water | Hydro | Operating | 0.5 | 0.5 | 58144.71 | 16.25 | 0 | 16.25 | 16.25 | 0 | 50.03 | 29.01 |  |  | 1961 | 44.65 |  |  |  | 0
Buchanan Hydro (MI) | 9 | Water | Hydro | Operating | 0.5 | 0.5 | 58145.21 | 16.25 | 0 | 16.25 | 16.25 | 0 | 50.03 | 29.01 |  |  | 1961 | 44.65 |  |  |  | 0
Hunlock Repowering | 3 | Natural Gas | Combined Cycle | Operating | 30.1 | 30.1 | 58175.31 | 16.41 | 15.65 | 0.76 | 0.76 | 0 | 10.99 |  | 7997 |  |  |  | 0.01 | 0.0006 | 118.8558 | 0
Hunlock Repowering | 5 | Natural Gas | Combined Cycle | Operating | 48.7 | 48.7 | 58224.01 | 16.41 | 15.65 | 0.76 | 0.76 | 0 | 10.99 |  | 7997 |  |  |  | 0.0099 | 0.0006 | 118.8557 | 0
Hunlock Repowering | 6 | Natural Gas | Combined Cycle | Operating | 48.4 | 48.4 | 58272.41 | 16.41 | 15.65 | 0.76 | 0.76 | 0 | 10.99 |  | 7997 |  |  |  | 0.01 | 0.0006 | 118.8559 | 0
Tennessee Eastman Division | TG10 | Coal | Steam Turbine | Operating | 6 | 6 | 58278.41 | 16.74 | 12.64 | 4.1 | 4.1 | 0 | 17.61 | 21.43 | 5277 | 118969 | 22545 | 42.78 | 0.3236 | 0.48 | 205.84 | 1
Tennessee Eastman Division | TG11 | Coal | Steam Turbine | Operating | 6 | 6 | 58284.41 | 16.74 | 12.64 | 4.1 | 4.1 | 0 | 17.61 | 19.24 | 5277 | 223538 | 42361 | 80.38 | 0.3236 | 0.48 | 205.84 | 1
Tennessee Eastman Division | TG12 | Coal | Steam Turbine | Operating | 6 | 6 | 58290.41 | 16.74 | 12.64 | 4.1 | 4.1 | 0 | 17.61 | 19.3 | 5277 | 218314 | 41367 | 78.49 | 0.3236 | 0.48 | 205.84 | 1
Tennessee Eastman Division | TG13 | Coal | Steam Turbine | Operating | 7 | 7 | 58297.41 | 16.75 | 12.64 | 4.1 | 4.1 | 0 | 17.61 | 20.56 | 5279 | 170575 | 32315 | 52.56 | 0.521 | 0.48 | 205.84 | 1
Tennessee Eastman Division | TG14 | Coal | Steam Turbine | Operating | 10 | 10 | 58307.41 | 16.75 | 12.64 | 4.1 | 4.1 | 0 | 17.61 | 19.23 | 5279 | 374547 | 70956 | 80.78 | 0.3236 | 0.48 | 205.84 | 1
Tennessee Eastman Division | TG15 | Coal | Steam Turbine | Operating | 7.5 | 7.5 | 58314.91 | 16.75 | 12.64 | 4.1 | 4.1 | 0 | 17.61 | 21.62 | 5278 | 142981 | 27088 | 41.12 | 0.5011 | 0.48 | 205.84 | 1
Tennessee Eastman Division | TG16 | Coal | Steam Turbine | Operating | 10.4 | 10.4 | 58325.31 | 16.75 | 12.64 | 4.1 | 4.1 | 0 | 17.61 | 19.65 | 5278 | 332694 | 63034 | 69 | 0.0855 | 0.48 | 205.84 | 1
Tennessee Eastman Division | TG17 | Coal | Steam Turbine | Operating | 10.4 | 10.4 | 58335.71 | 16.75 | 12.64 | 4.1 | 4.1 | 0 | 17.61 | 19.49 | 5279 | 352965 | 66859 | 73.19 | 0.497 | 0.48 | 205.84 | 1
Tennessee Eastman Division | TG18 | Coal | Steam Turbine | Operating | 10.4 | 10.4 | 58346.11 | 16.75 | 12.64 | 4.1 | 4.1 | 0 | 17.61 | 19.65 | 5279 | 333149 | 63111 | 69.08 | 0.0889 | 0.48 | 205.84 | 1
Tennessee Eastman Division | TG19 | Coal | Steam Turbine | Operating | 10.4 | 10.4 | 58356.51 | 16.75 | 12.64 | 4.1 | 4.1 | 0 | 17.61 | 19.79 | 5279 | 317694 | 60179 | 65.87 | 0.5022 | 0.48 | 205.84 | 1
Tennessee Eastman Division | TG20 | Coal | Steam Turbine | Operating | 10.4 | 10.4 | 58366.91 | 16.75 | 12.64 | 4.1 | 4.1 | 0 | 17.61 | 19.59 | 5279 | 340630 | 64524 | 70.63 | 0.4531 | 0.48 | 205.84 | 1
Tennessee Eastman Division | TG21 | Coal | Steam Turbine | Operating | 15 | 15 | 58381.91 | 16.75 | 12.64 | 4.1 | 4.1 | 0 | 17.61 | 19.05 | 5279 | 604320 | 114477 | 86.88 | 0.3236 | 0.48 | 205.84 | 1
Tennessee Eastman Division | TG22 | Coal | Steam Turbine | Operating | 15.4 | 15.4 | 58397.31 | 16.75 | 12.65 | 4.1 | 4.1 | 0 | 17.61 | 20.08 | 5280 | 429073 | 81271 | 60.08 | 0.2899 | 0.48 | 205.84 | 1
Tennessee Eastman Division | TG24 | Coal | Steam Turbine | Operating | 16.8 | 16.8 | 58414.11 | 16.75 | 12.64 | 4.1 | 4.1 | 0 | 17.61 | 19.17 | 5279 | 644166 | 122031 | 82.69 | 0.3236 | 0.48 | 205.84 | 1
Tennessee Eastman Division | TG25 | Coal | Steam Turbine | Operating | 18 | 18 | 58432.11 | 16.75 | 12.64 | 4.1 | 4.1 | 0 | 17.61 | 19.11 | 5279 | 706441 | 133832 | 84.64 | 0.3236 | 0.48 | 205.84 | 1
Tennessee Eastman Division | TG26 | Coal | Steam Turbine | Operating | 16.6 | 16.6 | 58448.71 | 16.75 | 12.64 | 4.1 | 4.1 | 0 | 17.61 | 19.85 | 5279 | 497113 | 94166 | 64.58 | 0.2794 | 0.48 | 205.84 | 1
Tennessee Eastman Division | TGO7 | Coal | Steam Turbine | Operating | 6 | 6 | 58454.71 | 16.75 | 12.65 | 4.1 | 4.1 | 0 | 17.61 | 22.19 | 5280 | 102585 | 19428 | 36.86 | 0.3236 | 0.48 | 205.84 | 1
Tennessee Eastman Division | TGO8 | Coal | Steam Turbine | Operating | 6 | 6 | 58460.71 | 16.75 | 12.65 | 4.1 | 4.1 | 0 | 17.61 | 22.64 | 5281 | 94814 | 17953 | 34.06 | 0.3236 | 0.48 | 205.84 | 1
Tennessee Eastman Division | TGO9 | Coal | Steam Turbine | Operating | 6 | 6 | 58466.71 | 16.75 | 12.65 | 4.1 | 4.1 | 0 | 17.61 | 25.28 | 5279 | 65397 | 12387 | 23.5 | 0.3236 | 0.48 | 205.84 | 1
Celco | GEN1 | Natural Gas | Steam Turbine | Operating | 6 | 6 | 58472.71 | 16.76 | 13.83 | 2.93 | 2.93 | 0 | 11.17 |  | 4857 |  |  |  | 0.153 | 0.029 | 120.44 | 1
Celco | GEN2 | Natural Gas | Steam Turbine | Operating | 6 | 6 | 58478.71 | 16.76 | 13.83 | 2.93 | 2.93 | 0 | 11.17 |  | 4857 |  |  |  | 0.153 | 0.029 | 120.44 | 1
Celco | GEN3 | Natural Gas | Steam Turbine | Operating | 6 | 6 | 58484.71 | 16.76 | 13.83 | 2.93 | 2.93 | 0 | 11.17 |  | 4857 |  |  |  | 0.153 | 0.029 | 120.44 | 1
Celco | GEN4 | Natural Gas | Steam Turbine | Operating | 9.2 | 9.2 | 58493.91 | 16.76 | 13.83 | 2.93 | 2.93 | 0 | 11.17 |  | 4857 |  |  |  | 0.153 | 0.029 | 120.44 | 1
Plymouth | TG7 | Biomass | Steam Turbine | Operating | 7.5 | 7.5 | 58501.41 | 16.77 | 7.67 | 9.1 | 9.1 | 0 | 21.65 | 106.6 | 5992 | 10834 | 1808 | 2.74 | 0.371 | 0.029 | 120.44 | 1
Plymouth | TG10 | Biomass | Steam Turbine | Operating | 74 | 74 | 58575.41 | 16.78 | 7.68 | 9.1 | 9.1 | 0 | 21.65 | 24.91 | 6000 | 1183457 | 197241 | 30.34 | 0.185 | 0.121 | 208.19 | 1
Plymouth | TG8 | Biomass | Steam Turbine | Retired | 23.8 | 23.8 | 58599.21 | 16.78 | 7.68 | 9.1 | 9.1 | 0 | 21.65 |  | 6000 | 0 | 0 | 0 | 0.371 | 0.029 | 120.44 | 1
Plymouth | TG9 | Biomass | Steam Turbine | Operating | 40.8 | 40.8 | 58640.01 | 16.78 | 7.68 | 9.1 | 9.1 | 0 | 21.65 | 20.26 | 6000 | 1525235 | 254203 | 70.93 | 0.371 | 0.029 | 120.44 | 1
Wallenpaupack | WP1 | Water | Hydro | Operating | 22 | 22 | 58662.01 | 16.91 | 0 | 16.91 | 16.91 | 0 | 14.34 | [8 empty] | 0
Wallenpaupack | WP2 | Water | Hydro | Operating | 22 | 22 | 58684.01 | 16.91 | 0 | 16.91 | 16.91 | 0 | 14.34 | [8 empty] | 0
Bethlehem CC | CTG1 | Natural Gas | Combined Cycle | Operating | 118 | 118 | 58802.01 | 16.92 | 16.02 | 0.9 | 0.9 | 0 | 9.35 | 18.99 | 8102 | 7205365 | 531768 | 51.3 | 0.0053 | 0.0007 | 118.9624 | 0
Bethlehem CC | CTG2 | Natural Gas | Combined Cycle | Operating | 127 | 127 | 58929.01 | 16.92 | 16.02 | 0.9 | 0.9 | 0 | 9.35 | 18.93 | 8102 | 7200925 | 588986 | 52.8 | 0.0067 | 0.0006 | 118.8969 | 0
Bethlehem CC | CTG3 | Natural Gas | Combined Cycle | Operating | 127 | 127 | 59056.01 | 16.92 | 16.02 | 0.9 | 0.9 | 0 | 9.35 | 19 | 8102 | 7156988 | 569341 | 51.04 | 0.006 | 0.0007 | 119.0611 | 0
Bethlehem CC | CTG5 | Natural Gas | Combined Cycle | Operating | 118 | 118 | 59174.01 | 16.92 | 16.02 | 0.9 | 0.9 | 0 | 9.35 | 19 | 8102 | 7211532 | 528832 | 51.02 | 0.0065 | 0.0008 | 119.0401 | 0
Bethlehem CC | CTG6 | Natural Gas | Combined Cycle | Operating | 127 | 127 | 59301.01 | 16.92 | 16.02 | 0.9 | 0.9 | 0 | 9.35 | 18.87 | 8102 | 7532177 | 606534 | 54.37 | 0.0045 | 0.0007 | 118.966 | 0
Bethlehem CC | CTG7 | Natural Gas | Combined Cycle | Operating | 127 | 127 | 59428.01 | 16.92 | 16.02 | 0.9 | 0.9 | 0 | 9.35 | 19.04 | 8102 | 6981841 | 559643 | 50.17 | 0.0058 | 0.0007 | 118.9063 | 0
Bethlehem CC | STG4 | Natural Gas | Combined Cycle | Operating | 195 | 195 | 59623.01 | 16.92 | 16.02 | 0.9 | 0.9 | 0 | 9.35 | 18.77 | 8102 | 0 | 986109 | 57.57 | 0.0058 | 0.0007 | 118.9724 | 0
Bethlehem CC | STG8 | Natural Gas | Combined Cycle | Operating | 195 | 195 | 59818.01 | 16.92 | 16.02 | 0.9 | 0.9 | 0 | 9.35 | 18.79 | 8102 | 0 | 971796 | 56.73 | 0.0058 | 0.0007 | 118.9724 | 0
Red Oak | 1 | Natural Gas | Combined Cycle | Operating | 165.3 | 165.3 | 59983.31 | 17 | 16.32 | 0.67 | 0.67 | 0 | 9.78 | 18.23 | 7223 | 14586136 | 1313840 | 81.87 | 0.0102 | 0.0006 | 118.8576 | 0
Red Oak | 2 | Natural Gas | Combined Cycle | Operating | 165.3 | 165.3 | 60148.61 | 17 | 16.32 | 0.67 | 0.67 | 0 | 9.78 | 18.28 | 7223 | 14308124 | 1260060 | 78.52 | 0.0101 | 0.0006 | 118.8579 | 0
Red Oak | 3 | Natural Gas | Combined Cycle | Operating | 165.3 | 165.3 | 60313.91 | 17 | 16.32 | 0.67 | 0.67 | 0 | 9.78 | 18.26 | 7223 | 14118377 | 1281485 | 79.85 | 0.0101 | 0.0006 | 118.8578 | 0
Red Oak | 4 | Natural Gas | Combined Cycle | Operating | 270 | 270 | 60583.91 | 17 | 16.32 | 0.67 | 0.67 | 0 | 9.78 | 18.25 | 7223 | 0 | 2099873 | 86.93 | 0.0101 | 0.0006 | 118.8578 | 0
Newark Energy Center | GT-1 | Natural Gas | Combined Cycle | Operating | 200 | 200 | 60783.91 | 17.04 | 16.39 | 0.65 | 0.65 | 0 | 8.56 | 18.33 | 6810 | 14188377 | 1331188 | 67.35 | 0.0061 | 0.0006 | 118.8572 | 0
Newark Energy Center | GT-2 | Natural Gas | Combined Cycle | Operating | 200 | 200 | 60983.91 | 17.04 | 16.39 | 0.65 | 0.65 | 0 | 8.56 | 18.27 | 6810 | 13563405 | 1397911 | 70.73 | 0.006 | 0.0006 | 118.8579 | 0
Newark Energy Center | STG-1 | Natural Gas | Combined Cycle | Operating | 285 | 285 | 61268.91 | 17.04 | 16.39 | 0.65 | 0.65 | 0 | 8.56 | 18.56 | 6810 | 1737577 | 1601335 | 63.97 | 0.0061 | 0.0006 | 118.8576 | 0
Luray | 1 | Water | Hydro | Operating | 0.4 | 0.4 | 61269.31 | 17.21 | 0 | 17.21 | 17.21 | 0 | 110.78 | [8 empty] | 0
Luray | 2 | Water | Hydro | Operating | 0.3 | 0.3 | 61269.61 | 17.21 | 0 | 17.21 | 17.21 | 0 | 110.78 | [8 empty] | 0
Luray | 3 | Water | Hydro | Operating | 0.4 | 0.4 | 61270.01 | 17.21 | 0 | 17.21 | 17.21 | 0 | 110.78 | [8 empty] | 0
York Energy Center (Delta Power Project) | CTG1 | Natural Gas | Combined Cycle | Operating | 113 | 113 | 61383.01 | 17.24 | 15.88 | 1.36 | 1.36 | 0 | 9.17 | 20.27 | 8028 | 4194923 | 342258 | 34.48 | 0.0072 | 0.0012 | 118.9806 | 0
York Energy Center (Delta Power Project) | CTG2 | Natural Gas | Combined Cycle | Operating | 122 | 122 | 61505.01 | 17.24 | 15.88 | 1.36 | 1.36 | 0 | 9.17 | 20.52 | 8028 | 4176050 | 340826 | 31.8 | 0.0064 | 0.0008 | 118.9704 | 0
York Energy Center (Delta Power Project) | CTG3 | Natural Gas | Combined Cycle | Operating | 122 | 122 | 61627.01 | 17.24 | 15.88 | 1.36 | 1.36 | 0 | 9.17 | 20.59 | 8028 | 4091808 | 333869 | 31.15 | 0.006 | 0.0012 | 118.9903 | 0
York Energy Center (Delta Power Project) | STG1 | Natural Gas | Combined Cycle | Operating | 188 | 188 | 61815.01 | 17.24 | 15.88 | 1.36 | 1.36 | 0 | 9.17 | 20.46 | 8028 | 0 | 535448 | 32.42 | 0.0065 | 0.001 | 118.9804 | 0
University of Medicine & Dentistry | GEN1 | Natural Gas | Combustion Turbine | Operating | 3.4 | 3.4 | 61818.41 | 17.25 | 15.81 | 1.44 | 1.44 | 0 | 10.42 |  | 6569 |  |  |  | 0.059 | 0.002 | 119.31 | 1
University of Medicine & Dentistry | GEN2 | Natural Gas | Combustion Turbine | Operating | 3.4 | 3.4 | 61821.81 | 17.25 | 15.81 | 1.44 | 1.44 | 0 | 10.42 |  | 6569 |  |  |  | 0.059 | 0.002 | 119.31 | 1
University of Medicine & Dentistry | GEN3 | Natural Gas | Combustion Turbine | Operating | 3.4 | 3.4 | 61825.21 | 17.25 | 15.81 | 1.44 | 1.44 | 0 | 10.42 |  | 6569 |  |  |  | 0.059 | 0.002 | 119.31 | 1
Johnsonburg Mill | PT1 | Biomass | Steam Turbine | Operating | 49 | 49 | 61874.21 | 17.32 | 10.08 | 7.24 | 7.24 | 0 | 22.81 | 22.42 | 10739 | 2354107 | 219209 | 50.93 | 0.4359 | 0.029 | 120.44 | 1
Hay Road | HR1 | Natural Gas | Combined Cycle | Operating | 126 | 126 | 62000.21 | 17.34 | 15.94 | 1.4 | 1.4 | 0 | 10.31 | 20.34 | 8028 | 5341603 | 432548 | 39.08 | 0.0604 | 0.0004 | 119.09 | 0
Hay Road | HR2 | Natural Gas | Combined Cycle | Operating | 126 | 126 | 62126.21 | 17.34 | 15.94 | 1.4 | 1.4 | 0 | 10.31 | 20.5 | 8028 | 5146257 | 411065 | 37.14 | 0.0618 | 0.0004 | 118.9777 | 0
Hay Road | HR3 | Natural Gas | Combined Cycle | Operating | 126 | 126 | 62252.21 | 17.34 | 15.94 | 1.4 | 1.4 | 0 | 10.31 | 20.26 | 8028 | 5492711 | 445617 | 40.26 | 0.0647 | 0.0006 | 118.9026 | 0
Hay Road | HR4 | Natural Gas | Combined Cycle | Operating | 187 | 187 | 62439.21 | 17.34 | 15.94 | 1.4 | 1.4 | 0 | 10.31 | 20.29 | 8028 | 0 | 653271 | 39.77 | 0.0387 | 0.0004 | 119.0899 | 0
Hay Road | HR5 | Natural Gas | Combined Cycle | Operating | 128 | 128 | 62567.21 | 17.34 | 15.94 | 1.4 | 1.4 | 0 | 10.31 | 20.54 | 8028 | 4969591 | 412308 | 36.67 | 0.0128 | 0.0006 | 118.9653 | 0
Hay Road | HR6 | Natural Gas | Combined Cycle | Operating | 128 | 128 | 62695.21 | 17.34 | 15.94 | 1.4 | 1.4 | 0 | 10.31 | 20.48 | 8028 | 5021598 | 420090 | 37.36 | 0.0128 | 0.0006 | 119.0233 | 0
Hay Road | HR7 | Natural Gas | Combined Cycle | Operating | 128 | 128 | 62823.21 | 17.34 | 15.94 | 1.4 | 1.4 | 0 | 10.31 | 20.56 | 8028 | 4980312 | 410082 | 36.47 | 0.0143 | 0.0006 | 119.6032 | 0
Hay Road | HR8 | Natural Gas | Combined Cycle | Operating | 187 | 187 | 63010.21 | 17.34 | 15.94 | 1.4 | 1.4 | 0 | 10.31 | 20.21 | 8028 | 0 | 670753 | 40.83 | 0.0387 | 0.0004 | 119.0899 | 0
Dover Energy Center - Repower CC | COG1 | Natural Gas | Combined Cycle | Operating | 16 | 16 | 63026.21 | 17.54 | 16.03 | 1.51 | 1.51 | 0 | 10.95 |  | 8192 |  |  |  | 0.0071 | 0.0006 | 118.8569 | 1
Dover Energy Center - Repower CC | KD-1 | Natural Gas | Combined Cycle | Operating | 44 | 44 | 63070.21 | 17.54 | 16.03 | 1.51 | 1.51 | 0 | 10.95 |  | 8192 |  |  |  | 0.0071 | 0.0006 | 118.8569 | 1
RockTenn West Point Mill (St. Laurent Paper Products) | GEN8 | Biomass | Steam Turbine | Operating | 5 | 5 | 63075.21 | 17.67 | 10.43 | 7.25 | 7.25 | 0 | 28.16 |  | 4817 | 0 | 0 | 0 | 0.1353 | 0.029 | 120.44 | 1
Lower Mount Bethel | G1 | Natural Gas | Combined Cycle | Operating | 160.9 | 160.9 | 63236.11 | 17.77 | 16.99 | 0.78 | 0.78 | 0 | 9.95 | 19.07 | 7519 | 14879866 | 1231293 | 70.76 | 0.01 | 0.0006 | 118.8574 | 0
Lower Mount Bethel | G2 | Natural Gas | Combined Cycle | Operating | 162.6 | 162.6 | 63398.71 | 17.77 | 16.99 | 0.78 | 0.78 | 0 | 9.95 | 19.08 | 7519 | 14743714 | 1237639 | 71.56 | 0.0099 | 0.0006 | 118.8577 | 0
Lower Mount Bethel | G3 | Natural Gas | Combined Cycle | Operating | 214 | 214 | 63612.71 | 17.77 | 16.99 | 0.78 | 0.78 | 0 | 9.95 | 19.22 | 7519 | 0 | 1470712 | 72.01 | 0.01 | 0.0006 | 118.8575 | 0
Radford Army Ammunition | GEN1 | Coal | Steam Turbine | Operating | 5.6 | 5.6 | 63618.31 | 17.82 | 15.25 | 2.58 | 2.58 | 0 | 27.31 |  | 6582 |  |  |  | 0.199 | 0.48 | 205.84 | 1
Busch Cogeneration Plant | 1 | Natural Gas | Combined Cycle | Operating | 14 | 14 | 63632.31 | 17.85 | 16.69 | 1.15 | 1.15 | 0 | 13.22 |  | 7387 |  |  |  | 0.02 | 0.001 | 118.4 | 1
P.H. Glatfelter Company - Pennsylvania | GEN1 | Coal | Steam Turbine | Operating | 5 | 5 | 63637.31 | 17.93 | 15.36 | 2.58 | 2.58 | 0 | 27.31 |  | 5471 |  |  |  | 0.3468 | 0.48 | 205.84 | 1
P.H. Glatfelter Company - Pennsylvania | GEN2 | Coal | Steam Turbine | Operating | 4 | 4 | 63641.31 | 17.93 | 15.36 | 2.58 | 2.58 | 0 | 27.31 |  | 5471 |  |  |  | 0.3468 | 0.48 | 205.84 | 1
P.H. Glatfelter Company - Pennsylvania | GEN4 | Coal | Steam Turbine | Operating | 8.7 | 8.7 | 63650.01 | 17.93 | 15.35 | 2.58 | 2.58 | 0 | 27.31 |  | 5471 |  |  |  | 0.4703 | 0.48 | 205.84 | 1
P.H. Glatfelter Company - Pennsylvania | GEN5 | Coal | Steam Turbine | Operating | 36.1 | 36.1 | 63686.11 | 17.93 | 15.36 | 2.58 | 2.58 | 0 | 27.31 |  | 5471 |  |  |  | 0.5196 | 0.48 | 205.84 | 1
P.H. Glatfelter Company - Pennsylvania | GEN3 | Coal | Steam Turbine | Operating | 4 | 4 | 63690.11 | 17.94 | 15.36 | 2.58 | 2.58 | 0 | 27.31 |  | 5473 |  |  |  | 0.3468 | 0.48 | 205.84 | 1
Townsend Hydro | GEN1 | Water | Hydro | Operating | 2.1 | 2.1 | 63692.21 | 17.95 | 0 | 17.95 | 17.95 | 0 | 32.54 | [8 empty] | 0
Townsend Hydro | GEN2 | Water | Hydro | Operating | 2.1 | 2.1 | 63694.31 | 17.95 | 0 | 17.95 | 17.95 | 0 | 32.54 | [8 empty] | 0
Snowden | 4 | Water | Hydro | Operating | 2.5 | 2.5 | 63696.81 | 18 | 0 | 18 | 18 | 0 | 28.36 | [8 empty] | 0
Snowden | 5 | Water | Hydro | Operating | 2.5 | 2.5 | 63699.31 | 18 | 0 | 18 | 18 | 0 | 28.36 | [8 empty] | 0
Central Soya Company Inc. | 3516 | Natural Gas | Steam Turbine | Operating | 2.2 | 2.2 | 63701.51 | 18.07 | 15.13 | 2.93 | 2.93 | 0 | 11.17 |  | 5841 |  |  |  | 0.153 | 0.029 | 120.44 | 1
Roanoke Rapids, North Carolina | GEN1 | Biomass | Steam Turbine | Operating | 30 | 30 | 63731.51 | 18.11 | 0 | 18.11 | 18.11 | 0 | 76.99 |  | 5073 |  |  |  | 0.5925 | 0.029 | 120.44 | 1
Radford Army Ammunition | GEN3 | Coal | Steam Turbine | Operating | 5.6 | 5.6 | 63737.11 | 18.12 | 15.54 | 2.58 | 2.58 | 0 | 27.31 |  | 6708 |  |  |  | 0.199 | 0.48 | 205.84 | 1
Covington Facility | GEN3 | Coal | Steam Turbine | Operating | 10.5 | 10.5 | 63747.61 | 18.17 | 12.83 | 5.34 | 5.34 | 0 | 20.68 | 21.62 | 5801 | 365626 | 63025 | 68.33 | 0.2685 | 0.48 | 205.84 | 1
Waterford Energy Facility | CTG1 | Natural Gas | Combined Cycle | Operating | 155 | 155 | 63902.61 | 18.19 | 17.56 | 0.63 | 0.63 | 0 | 9.65 | 19.3 | 6866 | 14852032 | 1342146 | 94.9 | 0.0084 | 0.0006 | 118.857 | 0
Waterford Energy Facility | CTG2 | Natural Gas | Combined Cycle | Operating | 155 | 155 | 64057.61 | 18.19 | 17.56 | 0.63 | 0.63 | 0 | 9.65 | 19.28 | 6866 | 15249686 | 1376703 | 97.35 | 0.0084 | 0.0006 | 118.8571 | 0
Waterford Energy Facility | CTG3 | Natural Gas | Combined Cycle | Operating | 155 | 155 | 64212.61 | 18.19 | 17.56 | 0.63 | 0.63 | 0 | 9.65 | 19.31 | 6866 | 14827225 | 1338894 | 94.67 | 0.0083 | 0.0006 | 118.8568 | 0
Waterford Energy Facility | ST1 | Natural Gas | Combined Cycle | Operating | 345 | 345 | 64557.61 | 18.19 | 17.56 | 0.63 | 0.63 | 0 | 9.65 | 19.53 | 6866 | 0 | 2485632 | 77.1 | 0.0084 | 0.0006 | 118.857 | 0
Park 500 Philip Morris USA | TG3 | Natural Gas | Steam Turbine | Operating | 10.5 | 10.5 | 64568.11 | 18.21 | 15.28 | 2.93 | 2.93 | 0 | 11.17 |  | 5365 |  |  |  | 0.153 | 0.029 | 120.44 | 1
Covington Facility | GEN5 | Coal | Steam Turbine | Operating | 32.5 | 32.5 | 64600.61 | 18.24 | 12.9 | 5.34 | 5.34 | 0 | 20.68 | 21.62 | 5832 | 1159613 | 198827 | 69.65 | 0.0837 | 0.48 | 205.84 | 1
University of Notre Dame | GEN1 | Natural Gas | Steam Turbine | Operating | 3 | 3 | 64603.61 | 18.24 | 15.31 | 2.93 | 2.93 | 0 | 11.17 |  | 5706 |  |  |  | 0.153 | 0.029 | 120.44 | 1
Covington Facility | GEN4 | Biomass | Steam Turbine | Operating | 32.5 | 32.5 | 64636.11 | 18.25 | 12.91 | 5.34 | 5.34 | 0 | 20.68 | 21.47 | 5838 | 1219942 | 208970 | 73.2 | 0.303 | 0.029 | 120.44 | 1
University of Notre Dame | GEN2 | Natural Gas | Steam Turbine | Operating | 1.7 | 1.7 | 64637.81 | 18.26 | 15.32 | 2.93 | 2.93 | 0 | 11.17 |  | 5710 |  |  |  | 0.153 | 0.029 | 120.44 | 1
Morris Power | STG1 | Natural Gas | Combined Cycle | Operating | 62 | 62 | 64699.81 | 18.38 | 15.58 | 2.8 | 2.8 | 0 | 15.98 | 29.3 | 5863 | 528506 | 90648 | 16.64 | 0.058 | 0.0006 | 118.4 | 1
Morris Power | UNT1 | Natural Gas | Combined Cycle | Operating | 40.6 | 40.6 | 64740.41 | 18.38 | 15.58 | 2.8 | 2.8 | 0 | 15.98 | 23.14 | 5863 | 805747 | 136087 | 37.24 | 0.052 | 0.0006 | 118.4 | 1
Morris Power | UNT2 | Natural Gas | Combined Cycle | Operating | 40.6 | 40.6 | 64781.01 | 18.38 | 15.58 | 2.8 | 2.8 | 0 | 15.98 | 22.98 | 5863 | 824627 | 140749 | 38.52 | 0.0496 | 0.0006 | 118.4 | 1
Morris Power | UNT3 | Natural Gas | Combined Cycle | Operating | 40.6 | 40.6 | 64821.61 | 18.38 | 15.58 | 2.8 | 2.8 | 0 | 15.98 | 21.38 | 5863 | 1260421 | 215694 | 59.03 | 0.0672 | 0.0006 | 118.4 | 1
Elkhart | 1 | Water | Hydro | Operating | 0.6 | 0.6 | 64822.21 | 18.39 | 0 | 18.39 | 18.39 | 0 | 354.78 | 45.73 |  |  | 7787 | 80.6 |  |  |  | 0
Elkhart | 2 | Water | Hydro | Operating | 0.4 | 0.4 | 64822.61 | 18.39 | 0 | 18.39 | 18.39 | 0 | 354.78 | 58.48 |  |  | 3540 | 80.6 |  |  |  | 0
Elkhart | 3 | Water | Hydro | Operating | 0.4 | 0.4 | 64823.01 | 18.39 | 0 | 18.39 | 18.39 | 0 | 354.78 | 58.48 |  |  | 3540 | 80.6 |  |  |  | 0
Linden CC | 1001 | Natural Gas | Combined Cycle | Operating | 252.7 | 252.7 | 65075.71 | 18.42 | 17.6 | 0.82 | 0.82 | 0 | 9.07 | 20.23 | 7242 | 2062254 | 1265100 | 56.99 | 0.0052 | 0.0006 | 119.002 | 0
Linden CC | 1101 | Natural Gas | Combined Cycle | Operating | 190 | 190 | 65265.71 | 18.42 | 17.6 | 0.82 | 0.82 | 0 | 9.07 | 20 | 7242 | 11744470 | 1088046 | 65.19 | 0.0046 | 0.0006 | 118.8567 | 0
Linden CC | 1201 | Natural Gas | Combined Cycle | Operating | 190 | 190 | 65455.71 | 18.42 | 17.6 | 0.82 | 0.82 | 0 | 9.07 | 20.26 | 7242 | 10113862 | 933748 | 55.95 | 0.0056 | 0.0006 | 119.0934 | 0
Linden CC | 2001 | Natural Gas | Combined Cycle | Operating | 252.7 | 252.7 | 65708.41 | 18.42 | 17.6 | 0.82 | 0.82 | 0 | 9.07 | 20.33 | 7242 | 1824006 | 1197175 | 53.93 | 0.0052 | 0.0006 | 119.002 | 0
Linden CC | 2101 | Natural Gas | Combined Cycle | Operating | 190 | 190 | 65898.41 | 18.42 | 17.6 | 0.82 | 0.82 | 0 | 9.07 | 20.33 | 7242 | 9762484 | 897568 | 53.78 | 0.0055 | 0.0006 | 119.2057 | 0
Linden CC | 2201 | Natural Gas | Combined Cycle | Operating | 190 | 190 | 66088.41 | 18.42 | 17.6 | 0.82 | 0.82 | 0 | 9.07 | 20.21 | 7242 | 10401437 | 957705 | 57.38 | 0.0052 | 0.0006 | 118.8878 | 0
Radford Army Ammunition | GEN4 | Coal | Steam Turbine | Operating | 5.6 | 5.6 | 66094.01 | 18.59 | 16.02 | 2.58 | 2.58 | 0 | 27.31 |  | 6912 |  |  |  | 0.199 | 0.48 | 205.84 | 1
M & M Mars - Chicago | 1 | Natural Gas | Combustion Turbine | Operating | 3 | 3 | 66097.01 | 18.63 | 16.75 | 1.88 | 1.88 | 0 | 13.98 |  | 6243 |  |  |  | 0.059 | 0.002 | 119.31 | 1
Bunge Foods | 1 | Natural Gas | Combustion Turbine | Operating | 2.8 | 2.8 | 66099.81 | 18.7 | 16.84 | 1.86 | 1.86 | 0 | 13.98 |  | 6276 |  |  |  | 0.059 | 0.002 | 119.31 | 1
Radford Army Ammunition | GEN2 | Coal | Steam Turbine | Operating | 5.6 | 5.6 | 66105.41 | 18.86 | 16.29 | 2.58 | 2.58 | 0 | 27.31 |  | 7029 |  |  |  | 0.199 | 0.48 | 205.84 | 1
Bayonne Cogeneration | GTG1 | Natural Gas | Combined Cycle | Operating | 36.92 | 36.92 | 66142.33 | 18.93 | 13.8 | 5.13 | 5.13 | 0 | 21.2 |  | 5733 |  |  |  | 0.0339 | 0.0006 | 118.8525 | 1
Bayonne Cogeneration | GTG2 | Natural Gas | Combined Cycle | Operating | 36.92 | 36.92 | 66179.25 | 18.93 | 13.8 | 5.13 | 5.13 | 0 | 21.2 |  | 5733 |  |  |  | 0.037 | 0.0006 | 118.8602 | 1
Bayonne Cogeneration | GTG3 | Natural Gas | Combined Cycle | Operating | 36.92 | 36.92 | 66216.17 | 18.93 | 13.8 | 5.13 | 5.13 | 0 | 21.2 |  | 5733 |  |  |  | 0.0356 | 0.0006 | 118.858 | 1
Bayonne Cogeneration | STG1 | Natural Gas | Combined Cycle | Operating | 52.23 | 52.23 | 66268.4 | 18.93 | 13.8 | 5.13 | 5.13 | 0 | 21.2 |  | 5733 |  |  |  | 0.0355 | 0.0006 | 118.8569 | 1
Allegheny Energy Units 12 & 13 (Chambersburg) | UN12 | Natural Gas | Combustion Turbine | Operating | 44 | 44 | 66312.4 | 19.11 | 17.24 | 1.87 | 1.87 | 0 | 3.62 |  | 10231 |  |  |  | 0.0799 | 0.0007 | 118.854 | 0
Allegheny Energy Units 12 & 13 (Chambersburg) | UN13 | Natural Gas | Combustion Turbine | Operating | 44 | 44 | 66356.4 | 19.3 | 17.44 | 1.87 | 1.87 | 0 | 3.62 |  | 10345 |  |  |  | 0.0809 | 0.0007 | 118.8615 | 0
Armstrong County | 1 | Natural Gas | Combustion Turbine | Operating | 155.4 | 155.4 | 66511.8 | 19.31 | 17.75 | 1.56 | 1.56 | 0 | 3.15 | 20.95 | 10351 | 3087529 | 298288 | 20.09 | 0.0295 | 0.0006 | 118.8995 | 0
Chesterfield CC | CT7 | Natural Gas | Combined Cycle | Operating | 142 | 142 | 66653.8 | 19.38 | 17.77 | 1.61 | 1.61 | 0 | 24.42 | 23.83 | 7406 | 8921294 | 780019 | 53.49 | 0.1241 | 0.0006 | 59.4191 | 0
Chesterfield CC | CT8 | Natural Gas | Combined Cycle | Operating | 140 | 140 | 66793.8 | 19.38 | 17.77 | 1.61 | 1.61 | 0 | 24.42 | 23.68 | 7406 | 8870659 | 796157 | 51.79 | 0.1272 | 0.0006 | 118.8714 | 0
Chesterfield CC | CW7 | Natural Gas | Combined Cycle | Operating | 74.4 | 74.4 | 66868.2 | 19.38 | 17.77 | 1.61 | 1.61 | 0 | 24.42 | 23.92 | 7406 | 0 | 400232 | 61.24 | 0.1257 | 0.0006 | 59.4191 | 0
Chesterfield CC | CW8 | Natural Gas | Combined Cycle | Operating | 79.2 | 79.2 | 66947.4 | 19.38 | 17.77 | 1.61 | 1.61 | 0 | 24.42 | 23.92 | 7406 | 0 | 426052 | 61.24 | 0.1257 | 0.0006 | 59.4191 | 0
Armstrong County | 2 | Natural Gas | Combustion Turbine | Operating | 155.3 | 155.3 | 67102.7 | 19.39 | 17.83 | 1.56 | 1.56 | 0 | 3.15 | 21.02 | 10398 | 3113532 | 299443 | 20.17 | 0.03 | 0.0006 | 118.8861 | 0
Armstrong County | 3 | Natural Gas | Combustion Turbine | Operating | 146.4 | 146.4 | 67249.1 | 19.47 | 17.91 | 1.56 | 1.56 | 0 | 3.15 | 21 | 10442 | 3150078 | 301682 | 20.32 | 0.0318 | 0.0006 | 118.9986 | 0
Armstrong County | 4 | Natural Gas | Combustion Turbine | Operating | 146 | 146 | 67395.1 | 19.54 | 17.98 | 1.56 | 1.56 | 0 | 3.15 | 21.22 | 10482 | 2856439 | 272498 | 18.36 | 0.0293 | 0.0006 | 118.8904 | 0
Hanging Rock | 1GT1 | Natural Gas | Combined Cycle | Operating | 181 | 181 | 67576.1 | 19.58 | 18.95 | 0.62 | 0.62 | 0 | 9.19 | 20.82 | 7251 | 14253954 | 1341882 | 81.69 | 0.0096 | 0.0006 | 118.8574 | 0
Hanging Rock | 1GT2 | Natural Gas | Combined Cycle | Operating | 181 | 181 | 67757.1 | 19.58 | 18.95 | 0.62 | 0.62 | 0 | 9.19 | 20.74 | 7251 | 15135138 | 1427807 | 86.92 | 0.0096 | 0.0006 | 118.8572 | 0
Hanging Rock | 1ST | Natural Gas | Combined Cycle | Operating | 299 | 299 | 68056.1 | 19.58 | 18.95 | 0.62 | 0.62 | 0 | 9.19 | 20.9 | 7251 | 5189251 | 2077632 | 76.55 | 0.0099 | 0.0006 | 118.8572 | 0
Hanging Rock | 2GT1 | Natural Gas | Combined Cycle | Operating | 181 | 181 | 68237.1 | 19.58 | 18.95 | 0.62 | 0.62 | 0 | 9.19 | 20.77 | 7251 | 15583716 | 1397150 | 85.06 | 0.0097 | 0.0006 | 118.8571 | 0
Hanging Rock | 2GT2 | Natural Gas | Combined Cycle | Operating | 181 | 181 | 68418.1 | 19.58 | 18.95 | 0.62 | 0.62 | 0 | 9.19 | 20.8 | 7251 | 13892285 | 1364739 | 83.08 | 0.0106 | 0.0006 | 118.8572 | 0
Hanging Rock | 2ST | Natural Gas | Combined Cycle | Operating | 299 | 299 | 68717.1 | 19.58 | 18.95 | 0.62 | 0.62 | 0 | 9.19 | 20.88 | 7251 | 6407981 | 2107761 | 77.66 | 0.0099 | 0.0006 | 118.8572 | 0
Washington Generating Facility | CT1 | Natural Gas | Combined Cycle | Operating | 192.5 | 192.5 | 68909.6 | 19.63 | 18.85 | 0.78 | 0.78 | 0 | 10.03 | 21.18 | 7369 | 13520556 | 1244541 | 71.38 | 0.0101 | 0.0006 | 118.8567 | 0
Washington Generating Facility | CT2 | Natural Gas | Combined Cycle | Operating | 192.5 | 192.5 | 69102.1 | 19.63 | 18.85 | 0.78 | 0.78 | 0 | 10.03 | 21.19 | 7369 | 13344260 | 1233932 | 70.77 | 0.0101 | 0.0006 | 118.8568 | 0
Washington Generating Facility | ST1 | Natural Gas | Combined Cycle | Operating | 288 | 288 | 69390.1 | 19.63 | 18.85 | 0.78 | 0.78 | 0 | 10.03 | 21.15 | 7369 | 5385664 | 1897868 | 72.5 | 0.0101 | 0.0006 | 118.8568 | 0
Longview Power | MKA01 | Coal | Steam Turbine | Operating | 700 | 700 | 70090.1 | 19.73 | 17.75 | 1.98 | 1.98 | 0 | 28.65 | 23.53 | 8830 | 46650662 | 5283452 | 85.93 | 0.0624 | 0.0838 | 205.1999 | 0
Holcomb Rock | HG1 | Water | Hydro | Operating | 0.6 | 0.6 | 70090.7 | 19.78 | 0 | 19.78 | 19.78 | 0 | 110.78 | [8 empty] | 0
Holcomb Rock | HG2 | Water | Hydro | Operating | 0.6 | 0.6 | 70091.3 | 19.78 | 0 | 19.78 | 19.78 | 0 | 110.78 | [8 empty] | 0
Holcomb Rock | HG3 | Water | Hydro | Operating | 0.6 | 0.6 | 70091.9 | 19.78 | 0 | 19.78 | 19.78 | 0 | 110.78 | [8 empty] | 0
Dover CT Energy Center | KD-2 | Natural Gas | Combustion Turbine | Operating | 44 | 44 | 70135.9 | 19.8 | 16.12 | 3.68 | 3.68 | 0 | 3.99 |  | 8239 |  |  |  | 0.0827 | 0.0006 | 125.2416 | 1
Covert | 1 | Natural Gas | Combined Cycle | Operating | 210.7 | 210.7 | 70346.6 | 19.83 | 18.97 | 0.86 | 0.86 | 0 | 9.21 | 21.32 | 7072 | 14310094 | 1309807 | 56.48 | 0.0078 | 0.0006 | 118.8567 | 0
Covert | 1A | Natural Gas | Combined Cycle | Operating | 136 | 136 | 70482.6 | 19.83 | 18.97 | 0.86 | 0.86 | 0 | 9.21 | 21.59 | 7072 | 113188 | 713545 | 55.26 | 0.0084 | 0.0006 | 118.857 | 0
Covert | 2 | Natural Gas | Combined Cycle | Operating | 210.7 | 210.7 | 70693.3 | 19.83 | 18.97 | 0.86 | 0.86 | 0 | 9.21 | 21.5 | 7072 | 12608302 | 1162634 | 50.14 | 0.0083 | 0.0006 | 118.8574 | 0
Covert | 2A | Natural Gas | Combined Cycle | Operating | 136 | 136 | 70829.3 | 19.83 | 18.97 | 0.86 | 0.86 | 0 | 9.21 | 21.79 | 7072 | 66291 | 638699 | 49.46 | 0.0084 | 0.0006 | 118.857 | 0
Covert | 3 | Natural Gas | Combined Cycle | Operating | 210.7 | 210.7 | 71040 | 19.83 | 18.97 | 0.86 | 0.86 | 0 | 9.21 | 21.23 | 7072 | 15150231 | 1393766 | 60.1 | 0.009 | 0.0006 | 118.8568 | 0
Covert | 3A | Natural Gas | Combined Cycle | Operating | 136 | 136 | 71176 | 19.83 | 18.97 | 0.86 | 0.86 | 0 | 9.21 | 21.47 | 7072 | 65748 | 764528 | 59.21 | 0.0084 | 0.0006 | 118.857 | 0
Millville | 1 | Water | Hydro | Operating | 0.6 | 0.6 | 71176.6 | 20.04 | 0 | 20.04 | 20.04 | 0 | 110.78 | [8 empty] | 0
Millville | 2 | Water | Hydro | Operating | 0.8 | 0.8 | 71177.4 | 20.04 | 0 | 20.04 | 20.04 | 0 | 110.78 | [8 empty] | 0
Millville | 3 | Water | Hydro | Operating | 1 | 1 | 71178.4 | 20.04 | 0 | 20.04 | 20.04 | 0 | 110.78 | [8 empty] | 0
Lakewood Cogeneration, LP | GEN1 | Natural Gas | Combined Cycle | Operating | 77.2 | 77.2 | 71255.6 | 20.15 | 18.35 | 1.8 | 1.8 | 0 | 15.3 | 23.13 | 8075 | 4606274 | 396215 | 53.13 | 0.0178 | 0.0007 | 118.9919 | 1
Lakewood Cogeneration, LP | GEN2 | Natural Gas | Combined Cycle | Operating | 76.2 | 76.2 | 71331.8 | 20.15 | 18.35 | 1.8 | 1.8 | 0 | 15.3 | 23.01 | 8075 | 4929149 | 407809 | 55.34 | 0.0201 | 0.0006 | 118.9271 | 1
Lakewood Cogeneration, LP | GEN3 | Natural Gas | Combined Cycle | Operating | 79.7 | 79.7 | 71411.5 | 20.15 | 18.35 | 1.8 | 1.8 | 0 | 15.3 | 23.38 | 8075 | 0 | 376826 | 52.19 | 0.019 | 0.0007 | 118.959 | 1
Cardinal | 1 | Coal | Steam Turbine | Operating | 580 | 580 | 71991.5 | 20.17 | 17.44 | 2.73 | 2.73 | 0 | 28.1 | 24.76 | 9628 | 34128820 | 3544793 | 69.58 | 0.0864 | 0.2243 | 205.1981 | 0
Wabash Valley Power IGCC | 1 | Other Fuel | Combined Cycle | Retired | 42.5 | 42.5 | 72034 | 20.19 | 17.94 | 2.24 | 2.24 | 0 | 31.97 | 37.05 | 9725 | 683463 | 80592 | 51.98 | 0.076 | 0.1112 | 252.8827 | 0
Wabash Valley Power IGCC | 1A | Other Fuel | Combined Cycle | Operating | 34 | 34 | 72068 | 20.19 | 17.94 | 2.24 | 2.24 | 0 | 31.97 | 25.91 | 9725 | 4324332 | 189905 | 63.59 | 0.076 | 0.1112 | 252.8827 | 0
Bergen | 1101 | Natural Gas | Combined Cycle | Operating | 110 | 110 | 72178 | 20.21 | 18.7 | 1.51 | 1.51 | 0 | 12.18 | 24.65 | 7729 | 4007960 | 301747 | 31.23 | 0.0345 | 0.0006 | 119.2849 | 0
Bergen | 1201 | Natural Gas | Combined Cycle | Operating | 110 | 110 | 72288 | 20.21 | 18.7 | 1.51 | 1.51 | 0 | 12.18 | 23.34 | 7729 | 5402870 | 427832 | 44.28 | 0.0299 | 0.0006 | 118.8646 | 0
Bergen | 1301 | Natural Gas | Combined Cycle | Operating | 110 | 110 | 72398 | 20.21 | 18.7 | 1.51 | 1.51 | 0 | 12.18 | 26.13 | 7729 | 2946538 | 226401 | 23.43 | 0.0278 | 0.0006 | 118.8567 | 0
Bergen | 1401 | Natural Gas | Combined Cycle | Operating | 110 | 110 | 72508 | 20.21 | 18.7 | 1.51 | 1.51 | 0 | 12.18 | 24.27 | 7729 | 4111885 | 329862 | 34.14 | 0.0276 | 0.0006 | 118.9284 | 0
Bergen | 1501 | Natural Gas | Combined Cycle | Operating | 193 | 193 | 72701 | 20.21 | 18.7 | 1.51 | 1.51 | 0 | 12.18 | 24.11 | 7729 | 0 | 603381 | 35.59 | 0.0159 | 0.0006 | 118.9302 | 0
Bergen | 2101 | Natural Gas | Combined Cycle | Operating | 168 | 168 | 72869 | 20.21 | 18.7 | 1.51 | 1.51 | 0 | 12.18 | 22.4 | 7729 | 10232357 | 935696 | 63.41 | 0.0048 | 0.0006 | 118.9225 | 0
Bergen | 2201 | Natural Gas | Combined Cycle | Operating | 168 | 168 | 73037 | 20.21 | 18.7 | 1.51 | 1.51 | 0 | 12.18 | 22.43 | 7729 | 10155969 | 920848 | 62.4 | 0.0049 | 0.0006 | 118.8577 | 0
Bergen | 2301 | Natural Gas | Combined Cycle | Operating | 224 | 224 | 73261 | 20.21 | 18.7 | 1.51 | 1.51 | 0 | 12.18 | 22.64 | 7729 | 783665 | 1124360 | 57.14 | 0.0159 | 0.0006 | 118.9302 | 0
Allegheny Energy Units 1 and 2 (Springdale) | UNT1 | Natural Gas | Combustion Turbine | Operating | 44 | 44 | 73305 | 20.27 | 17.66 | 2.6 | 2.6 | 0 | 3.69 |  | 10372 |  |  |  | 0.0767 | 0.0007 | 118.8516 | 0
Cardinal | 2 | Coal | Steam Turbine | Operating | 590 | 590 | 73895 | 20.29 | 17.57 | 2.73 | 2.73 | 0 | 28.1 | 25.69 | 9698 | 29811458 | 3073904 | 59.31 | 0.0784 | 0.2728 | 205.2 | 0
Elkton Facility | GEN1 | Natural Gas | Steam Turbine | Operating | 1.2 | 1.2 | 73896.2 | 20.37 | 17.43 | 2.93 | 2.93 | 0 | 11.17 |  | 6122 |  |  |  | 0.153 | 0.029 | 120.44 | 1
Elkton Facility | GEN5 | Natural Gas | Steam Turbine | Operating | 0.1 | 0.1 | 73896.3 | 20.37 | 17.43 | 2.93 | 2.93 | 0 | 11.17 |  | 6122 |  |  |  | 0.153 | 0.029 | 120.44 | 1
Allegheny Energy Units 1 and 2 (Springdale) | UNT2 | Natural Gas | Combustion Turbine | Operating | 44 | 44 | 73940.3 | 20.48 | 17.87 | 2.6 | 2.6 | 0 | 3.69 |  | 10495 |  |  |  | 0.0711 | 0.0007 | 118.859 | 0
Bruce Mansfield | 1 | Coal | Steam Turbine | Operating | 830 | 830 | 74770.3 | 20.52 | 17.64 | 2.88 | 2.88 | 0 | 28.41 | 28.61 | 9677 | 28179238 | 2912106 | 39.94 | 0.1525 | 0.2787 | 209.7599 | 0
Howard Down CT (West Avenue) | 11 | Natural Gas | Combustion Turbine | Operating | 60.3 | 60.3 | 74830.6 | 20.56 | 19.12 | 1.44 | 1.44 | 0 | 3.27 |  | 9770 |  |  |  | 0.0126 | 0.0005 | 118.865 | 0
Eagle Point Cogeneration | GTG1 | Natural Gas | Combined Cycle | Operating | 85 | 85 | 74915.6 | 20.59 | 17.54 | 3.06 | 3.06 | 0 | 17.12 | 25.92 | 8961 | 2448835 | 273290 | 34.57 | 0.0252 | 0.0006 | 118.8566 | 1
Eagle Point Cogeneration | GTG2 | Natural Gas | Combined Cycle | Operating | 85 | 85 | 75000.6 | 20.59 | 17.54 | 3.06 | 3.06 | 0 | 17.12 | 26.2 | 8961 | 2324364 | 259399 | 32.81 | 0.025 | 0.0006 | 118.8576 | 1
Eagle Point Cogeneration | STG1 | Natural Gas | Combined Cycle | Operating | 40 | 40 | 75040.6 | 20.59 | 17.54 | 3.06 | 3.06 | 0 | 17.12 | 24.26 | 8961 | 1674301 | 186852 | 47.27 | 0.0251 | 0.0006 | 118.8571 | 1
Eagle Point Cogeneration | STG2 | Natural Gas | Combined Cycle | Operating | 26.8 | 26.8 | 75067.4 | 20.59 | 17.54 | 3.06 | 3.06 | 0 | 17.12 | 35.92 | 8961 | 268217 | 29933 | 18.99 | 0.0251 | 0.0006 | 118.8571 | 1
Prairie State Energy Campus | PC2 | Coal | Steam Turbine | Operating | 25.38 | 25.38 | 75092.78 | 20.61 | 13 | 7.6 | 7.59 | 0.01 | 62.68 | 30.61 | 9314 | 1481748 | 159084 | 71.36 | 0.0633 | 0.158 | 205.2 | 0
Colver Power Project | COLV | Coal | Steam Turbine | Operating | 110 | 110 | 75202.78 | 20.74 | 18.26 | 2.47 | 2.47 | 0 | 23.26 |  | 11090 |  |  |  | 0.1584 | 0.5122 | 216.77 | 0
Pleasants | 2 | Coal | Steam Turbine | Operating | 644 | 644 | 75846.78 | 20.77 | 18.12 | 2.65 | 2.65 | 0 | 28.07 | 26.48 | 10303 | 32575723 | 3161732 | 55.38 | 0.2309 | 0.3061 | 209.7599 | 0
Prairie State Energy Campus | PC1 | Coal | Steam Turbine | Operating | 25.25 | 25.25 | 75872.03 | 20.77 | 13.17 | 7.6 | 7.59 | 0.01 | 62.68 | 30.02 | 9431 | 1614275 | 171171 | 77.17 | 0.0636 | 0.1513 | 205.1999 | 0
Ebensburg Power Company | GEN1 | Coal | Steam Turbine | Operating | 50 | 50 | 75922.03 | 20.84 | 18.26 | 2.58 | 2.58 | 0 | 27.31 |  | 15021 |  |  |  | 0.1012 | 0.5598 | 226.8588 | 1
Morgantown Energy Facility | GEN1 | Coal | Steam Turbine | Operating | 50 | 50 | 75972.03 | 20.84 | 18.26 | 2.58 | 2.58 | 0 | 27.31 |  | 8772 |  |  |  | 0.3311 | 0.3189 | 216.77 | 1
Mount Carmel Cogeneration | TG1 | Coal | Steam Turbine | Operating | 43 | 43 | 76015.03 | 20.84 | 18.26 | 2.58 | 2.58 | 0 | 27.31 |  | 12065 |  |  |  | 0.0756 | 0.1943 | 235.481 | 1
Northeastern Power Cogeneration Facility | GEN1 | Coal | Steam Turbine | Operating | 52 | 52 | 76067.03 | 20.84 | 18.26 | 2.58 | 2.58 | 0 | 27.31 |  | 14726 |  |  |  | 0.0624 | 0.1751 | 233.6979 | 1
Westwood Generating Station | GEN1 | Coal | Steam Turbine | Operating | 30 | 30 | 76097.03 | 20.84 | 18.26 | 2.58 | 2.58 | 0 | 27.31 |  | 16143 |  |  |  | 0.1149 | 0.1867 | 234.8935 | 0
Wheelabrator Frackville Energy Company | GEN1 | Coal | Steam Turbine | Operating | 42.5 | 42.5 | 76139.53 | 20.84 | 18.26 | 2.58 | 2.58 | 0 | 27.31 |  | 14768 |  |  |  | 0.1233 | 0.185 | 224.5871 | 1
Powerton | 5 | Coal | Steam Turbine | Operating | 769 | 769 | 76908.53 | 20.85 | 16.59 | 4.26 | 4.26 | 0 | 28.06 | 29.74 | 11653 | 28292218 | 2427858 | 35.94 | 0.106 | 0.3057 | 212.385 | 0
Handsome Lake Energy | GT02 | Natural Gas | Combustion Turbine | Operating | 53.5 | 53.5 | 76962.03 | 20.86 | 17.98 | 2.88 | 2.88 | 0 | 3.29 | 27.85 | 10560 | 266397 | 25227 | 5.37 | 0.0942 | 0.0007 | 117.7705 | 0
Luke Mill | GEN2 | Coal | Steam Turbine | Operating | 28 | 28 | 76990.03 | 20.87 | 11.67 | 9.2 | 9.2 | 0 | 13.42 | 24.59 | 12298 | 1241510 | 100956 | 41.05 | 0.199 | 0.48 | 205.84 | 1
Kendall County Generation Facility | CTG1 | Natural Gas | Combined Cycle | Operating | 160 | 160 | 77150.03 | 20.88 | 20.11 | 0.78 | 0.78 | 0 | 9.29 | 22.06 | 7494 | 13525581 | 1267679 | 75.96 | 0.009 | 0.0006 | 118.8571 | 0
Kendall County Generation Facility | CTG2 | Natural Gas | Combined Cycle | Operating | 160 | 160 | 77310.03 | 20.88 | 20.11 | 0.78 | 0.78 | 0 | 9.29 | 22.13 | 7494 | 12977031 | 1197517 | 71.75 | 0.0102 | 0.0006 | 118.857 | 0
Kendall County Generation Facility | CTG3 | Natural Gas | Combined Cycle | Operating | 131.44 | 131.44 | 77441.47 | 20.88 | 20.11 | 0.78 | 0.78 | 0 | 9.29 | 22.21 | 7494 | 9943518 | 919287 | 68.25 | 0.0111 | 0.0006 | 118.8565 | 0
Kendall County Generation Facility | CTG4 | Natural Gas | Combined Cycle | Operating | 180 | 180 | 77621.47 | 20.88 | 20.11 | 0.78 | 0.78 | 0 | 9.29 | 22.46 | 7494 | 11655908 | 1058407 | 57.38 | 0.0102 | 0.0006 | 118.8565 | 0
Kendall County Generation Facility | STG1 | Natural Gas | Combined Cycle | Operating | 125 | 125 | 77746.47 | 20.88 | 20.11 | 0.78 | 0.78 | 0 | 9.29 | 22.71 | 7494 | 586038 | 637746 | 58.08 | 0.0101 | 0.0006 | 118.8568 | 0
Kendall County Generation Facility | STG2 | Natural Gas | Combined Cycle | Operating | 125 | 125 | 77871.47 | 20.88 | 20.11 | 0.78 | 0.78 | 0 | 9.29 | 22.79 | 7494 | 780263 | 610354 | 55.59 | 0.0101 | 0.0006 | 118.8568 | 0
Kendall County Generation Facility | STG3 | Natural Gas | Combined Cycle | Operating | 91.28 | 91.28 | 77962.74 | 20.88 | 20.11 | 0.78 | 0.78 | 0 | 9.29 | 22.82 | 7494 | 92904 | 437385 | 54.55 | 0.0101 | 0.0006 | 118.8568 | 0
Kendall County Generation Facility | STG4 | Natural Gas | Combined Cycle | Operating | 125 | 125 | 78087.74 | 20.88 | 20.11 | 0.78 | 0.78 | 0 | 9.29 | 22.94 | 7494 | 649690 | 565643 | 51.52 | 0.0101 | 0.0006 | 118.8568 | 0
Allegheny Energy Units 8 and 9 (Gans Plant) | UNT9 | Natural Gas | Combustion Turbine | Operating | 44 | 44 | 78131.74 | 20.89 | 16.96 | 3.93 | 3.93 | 0 | 3.65 |  | 9960 |  |  |  | 0.0736 | 0.0007 | 118.8524 | 0
Handsome Lake Energy | GT03 | Natural Gas | Combustion Turbine | Operating | 53.5 | 53.5 | 78185.24 | 20.96 | 18.08 | 2.88 | 2.88 | 0 | 3.29 | 30.6 | 10615 | 193918 | 18269 | 3.89 | 0.1317 | 0.0007 | 117.8481 | 0
Allegheny Energy Units 8 and 9 (Gans Plant) | UNT8 | Natural Gas | Combustion Turbine | Operating | 44 | 44 | 78229.24 | 20.99 | 17.06 | 3.93 | 3.93 | 0 | 3.65 |  | 10020 |  |  |  | 0.0759 | 0.0006 | 118.8575 | 0
East Campus Plant | CT1 | Natural Gas | Combustion Turbine | Operating | 5.5 | 5.5 | 78234.74 | 21 | 19.56 | 1.44 | 1.44 | 0 | 4.6 |  | 11605 |  |  |  | 0.059 | 0.002 | 119.31 | 1
Handsome Lake Energy | GT01 | Natural Gas | Combustion Turbine | Operating | 53.5 | 53.5 | 78288.24 | 21.01 | 18.13 | 2.88 | 2.88 | 0 | 3.29 | 28.64 | 10644 | 245709 | 23084 | 4.91 | 0.1007 | 0.0007 | 117.9344 | 0
St. Nicholas Cogeneration | SNCP | Coal | Steam Turbine | Operating | 86.4 | 86.4 | 78374.64 | 21.06 | 18.26 | 2.8 | 2.8 | 0 | 19.23 |  | 13884 |  |  |  | 0.0406 | 0.2347 | 243.7557 | 1
Oak Ridge | 1 | Biomass | Internal Combustion | Operating | 0.4 | 0.4 | 78375.04 | 21.07 | 3.97 | 17.11 | 17.11 | 0 | 3.42 | 21.65 | 12285 |  | 2376 | 67.61 |  |  |  | 0
Oak Ridge | 2 | Biomass | Internal Combustion | Operating | 0.4 | 0.4 | 78375.44 | 21.07 | 3.97 | 17.11 | 17.11 | 0 | 3.42 | 21.65 | 12285 |  | 2376 | 67.61 |  |  |  | 0
Oak Ridge | 3 | Biomass | Internal Combustion | Operating | 0.4 | 0.4 | 78375.84 | 21.07 | 3.97 | 17.11 | 17.11 | 0 | 3.42 | 21.65 | 12285 |  | 2376 | 67.61 |  |  |  | 0
Oak Ridge | 4 | Biomass | Internal Combustion | Operating | 0.4 | 0.4 | 78376.24 | 21.07 | 3.97 | 17.11 | 17.11 | 0 | 3.42 | 21.65 | 12285 |  | 2376 | 67.61 |  |  |  | 0
John B Rich Memorial Power Station | GEN1 | Coal | Steam Turbine | Operating | 80 | 80 | 78456.24 | 21.1 | 18.26 | 2.84 | 2.84 | 0 | 17.17 |  | 7090 |  |  |  | 0.0666 | 0.1765 | 257.007 | 1
Handsome Lake Energy | GT04 | Natural Gas | Combustion Turbine | Operating | 53.5 | 53.5 | 78509.74 | 21.12 | 18.24 | 2.88 | 2.88 | 0 | 3.29 | 23.23 | 10709 | 891307 | 83232 | 17.71 | 0.1183 | 0.0007 | 117.9077 | 0
Powerton | 6 | Coal | Steam Turbine | Operating | 769 | 769 | 79278.74 | 21.12 | 16.86 | 4.26 | 4.26 | 0 | 28.06 | 31.29 | 11843 | 25123457 | 2121394 | 31.41 | 0.1111 | 0.2958 | 212.385 | 0
Mother Ann Lee Hydro | 1 | Water | Hydro | Operating | 0.35 | 0.35 | 79279.09 | 21.17 | 0 | 21.17 | 21.17 | 0 | 110.78 | [8 empty] | 0
Mother Ann Lee Hydro | 2 | Water | Hydro | Operating | 0.45 | 0.45 | 79279.54 | 21.17 | 0 | 21.17 | 21.17 | 0 | 110.78 | [8 empty] | 0
Mother Ann Lee Hydro | 3 | Water | Hydro | Operating | 0.35 | 0.35 | 79279.89 | 21.17 | 0 | 21.17 | 21.17 | 0 | 110.78 | [8 empty] | 0
Holland Energy | CTG1 | Natural Gas | Combined Cycle | Operating | 36.35 | 36.35 | 79316.24 | 21.18 | 20.56 | 0.61 | 0.61 | 0 | 17.26 | 27.23 | 7581 | 1255315 | 103640 | 26.53 | 0.0154 | 0.0006 | 118.8572 | 0
Holland Energy | CTG2 | Natural Gas | Combined Cycle | Operating | 37.45 | 37.45 | 79353.69 | 21.18 | 20.56 | 0.61 | 0.61 | 0 | 17.26 | 27.2 | 7581 | 1250556 | 107410 | 27.23 | 0.0151 | 0.0006 | 118.8574 | 0
Holland Energy | STG1 | Natural Gas | Combined Cycle | Operating | 79.38 | 79.38 | 79433.07 | 21.18 | 20.56 | 0.61 | 0.61 | 0 | 17.26 | 31.54 | 7581 | 96089 | 132177 | 18.24 | 0.0153 | 0.0006 | 118.8573 | 0
Mallard Lake Electric | 1 | Biomass | Combined Cycle | Operating | 3.8 | 3.8 | 79436.87 | 21.18 | 12.96 | 8.22 | 8.22 | 0 | 26.37 |  | 13247 |  |  |  | 0.169 | 0.029 | 114.79 | 0
Mallard Lake Electric | 2 | Biomass | Combined Cycle | Operating | 3.8 | 3.8 | 79440.67 | 21.18 | 12.96 | 8.22 | 8.22 | 0 | 26.37 |  | 13247 |  |  |  | 0.169 | 0.029 | 114.79 | 0
Mallard Lake Electric | 4 | Biomass | Combined Cycle | Operating | 7.6 | 7.6 | 79448.27 | 21.18 | 12.96 | 8.22 | 8.22 | 0 | 26.37 |  | 13247 |  |  |  | 0.169 | 0.029 | 114.79 | 0
Middlesex Generating Facility | 100 | Biomass | Combined Cycle | Operating | 4.1 | 4.1 | 79452.37 | 21.18 | 12.96 | 8.22 | 8.22 | 0 | 26.37 |  | 11314 |  |  |  | 0.169 | 0.029 | 114.79 | 1
Middlesex Generating Facility | 200 | Biomass | Combined Cycle | Operating | 4.1 | 4.1 | 79456.47 | 21.18 | 12.96 | 8.22 | 8.22 | 0 | 26.37 |  | 11314 |  |  |  | 0.169 | 0.029 | 114.79 | 1
Middlesex Generating Facility | 300 | Biomass | Combined Cycle | Operating | 10.6 | 10.6 | 79467.07 | 21.18 | 12.96 | 8.22 | 8.22 | 0 | 26.37 |  | 11314 |  |  |  | 0.169 | 0.029 | 114.79 | 1
Summit Street Power Plant | GT-1 | Natural Gas | Combustion Turbine | Operating | 4.9 | 4.9 | 79471.97 | 21.2 | 19.76 | 1.44 | 1.44 | 0 | 5.93 |  | 11606 |  |  |  | 0.059 | 0.002 | 119.31 | 1
Summit Street Power Plant | GT-2 | Natural Gas | Combustion Turbine | Operating | 6.9 | 6.9 | 79478.87 | 21.2 | 19.76 | 1.44 | 1.44 | 0 | 5.93 |  | 11606 |  |  |  | 0.059 | 0.002 | 119.31 | 1
Pleasants | 1 | Coal | Steam Turbine | Operating | 644 | 644 | 80122.87 | 21.21 | 18.56 | 2.65 | 2.65 | 0 | 28.07 | 26.06 | 10555 | 39384365 | 3731292 | 65.35 | 0.219 | 0.2787 | 209.7598 | 0
Cambria Cogeneration | GEN1 | Coal | Steam Turbine | Operating | 88 | 88 | 80210.87 | 21.25 | 18.26 | 2.99 | 2.99 | 0 | 19.7 |  | 12049 |  |  |  | 0.2402 | 0.5434 | 219.7472 | 1
Tenaska Virginia Generating | CTG1 | Natural Gas | Combined Cycle | Operating | 166 | 166 | 80376.87 | 21.26 | 20.49 | 0.78 | 0.78 | 0 | 9.49 | 22.84 | 7195 | 10538974 | 1000745 | 68.22 | 0.0065 | 0.0006 | 118.8618 | 0
Tenaska Virginia Generating | CTG2 | Natural Gas | Combined Cycle | Operating | 166 | 166 | 80542.87 | 21.26 | 20.49 | 0.78 | 0.78 | 0 | 9.49 | 22.74 | 7195 | 11203029 | 1064828 | 72.59 | 0.0073 | 0.0006 | 118.8657 | 0
Tenaska Virginia Generating | CTG3 | Natural Gas | Combined Cycle | Operating | 172 | 172 | 80714.87 | 21.26 | 20.49 | 0.78 | 0.78 | 0 | 9.49 | 22.82 | 7195 | 11045813 | 1048821 | 69.02 | 0.0061 | 0.0006 | 118.8635 | 0
Tenaska Virginia Generating | STG1 | Natural Gas | Combined Cycle | Operating | 395.1 | 395.1 | 81109.97 | 21.26 | 20.49 | 0.78 | 0.78 | 0 | 9.49 | 23.05 | 7195 | 4677352 | 2092810 | 60.16 | 0.0067 | 0.0006 | 118.8637 | 0
Gen J M Gavin | 2 | Coal | Steam Turbine | Operating | 1299 | 1299 | 82408.97 | 21.27 | 18.7 | 2.57 | 2.57 | 0 | 28.4 | 25.97 | 9721 | 76384029 | 7857831 | 68.87 | 0.1 | 0.2925 | 205.1999 | 0
Archbald Power Station | GEN5 | Biomass | Combustion Turbine | Operating | 4 | 4 | 82412.97 | 21.31 | 19.87 | 1.44 | 1.44 | 0 | 3.86 |  | 11384 |  |  |  | 0.0764 | 0.0006 | 118.8703 | 0
Archbald Power Station | GEN6 | Biomass | Combustion Turbine | Operating | 4 | 4 | 82416.97 | 21.31 | 19.87 | 1.44 | 1.44 | 0 | 3.86 |  | 11384 |  |  |  | 0.0764 | 0.0006 | 118.8703 | 0
Broad Mountain Landfill Facility | GEN1 | Biomass | Combustion Turbine | Operating | 4.3 | 4.3 | 82421.27 | 21.31 | 19.87 | 1.44 | 1.44 | 0 | 5.2 |  | 17307 |  |  |  | 0.169 | 0.029 | 114.79 | 0
Broad Mountain Landfill Facility | GEN2 | Biomass | Combustion Turbine | Operating | 4.4 | 4.4 | 82425.67 | 21.31 | 19.87 | 1.44 | 1.44 | 0 | 5.2 |  | 17307 |  |  |  | 0.169 | 0.029 | 114.79 | 0
Countryside Genco | CS10 | Biomass | Combustion Turbine | Operating | 2 | 2 | 82427.67 | 21.31 | 19.87 | 1.44 | 1.44 | 0 | 4.29 |  | 17956 |  |  |  | 0.169 | 0.029 | 114.79 | 0
Countryside Genco | CS7 | Biomass | Combustion Turbine | Operating | 2 | 2 | 82429.67 | 21.31 | 19.87 | 1.44 | 1.44 | 0 | 4.29 |  | 17956 |  |  |  | 0.169 | 0.029 | 114.79 | 0
Countryside Genco | CS8 | Biomass | Combustion Turbine | Operating | 2 | 2 | 82431.67 | 21.31 | 19.87 | 1.44 | 1.44 | 0 | 4.29 |  | 17956 |  |  |  | 0.169 | 0.029 | 114.79 | 0
Countryside Genco | CS9 | Biomass | Combustion Turbine | Operating | 2 | 2 | 82433.67 | 21.31 | 19.87 | 1.44 | 1.44 | 0 | 4.29 |  | 17956 |  |  |  | 0.169 | 0.029 | 114.79 | 0
Dart Container Corp Cogen | LFGT1 | Biomass | Combustion Turbine | Operating | 4.6 | 4.6 | 82438.27 | 21.31 | 19.87 | 1.44 | 1.44 | 0 | 4.02 |  | 13041 |  |  |  | 0.169 | 0.029 | 114.79 | 1
Dart Container Corp Cogen | LFGT2 | Biomass | Combustion Turbine | Operating | 4.6 | 4.6 | 82442.87 | 21.31 | 19.87 | 1.44 | 1.44 | 0 | 4.02 |  | 13041 |  |  |  | 0.169 | 0.029 | 114.79 | 1
DC Water CHP | TURB1 | Biomass | Combustion Turbine | Operating | 4 | 4 | 82446.87 | 21.31 | 19.87 | 1.44 | 1.44 | 0 | 5.58 |  | 13280 |  |  |  | 0.414 | 0.047 | 206.45 | 1
DC Water CHP | TURB2 | Biomass | Combustion Turbine | Operating | 4 | 4 | 82450.87 | 21.31 | 19.87 | 1.44 | 1.44 | 0 | 5.58 |  | 13280 |  |  |  | 0.414 | 0.047 | 206.45 | 1
DC Water CHP | TURB3 | Biomass | Combustion Turbine | Operating | 4 | 4 | 82454.87 | 21.31 | 19.87 | 1.44 | 1.44 | 0 | 5.58 |  | 13280 |  |  |  | 0.414 | 0.047 | 206.45 | 1
Green Knight Energy Center | TG1 | Biomass | Combustion Turbine | Operating | 2.4 | 2.4 | 82457.27 | 21.31 | 19.87 | 1.44 | 1.44 | 0 | 8.13 |  | 20810 |  |  |  | 0.169 | 0.029 | 114.79 | 0
Green Knight Energy Center | TG2 | Biomass | Combustion Turbine | Operating | 2.4 | 2.4 | 82459.67 | 21.31 | 19.87 | 1.44 | 1.44 | 0 | 8.13 |  | 20810 |  |  |  | 0.169 | 0.029 | 114.79 | 0
Green Knight Energy Center | TG3 | Biomass | Combustion Turbine | Operating | 2.4 | 2.4 | 82462.07 | 21.31 | 19.87 | 1.44 | 1.44 | 0 | 8.13 |  | 20810 |  |  |  | 0.169 | 0.029 | 114.79 | 0
Greene Valley Gas Recovery | GEN1 | Biomass | Combustion Turbine | Operating | 2.9 | 2.9 | 82464.97 | 21.31 | 19.87 | 1.44 | 1.44 | 0 | 12.09 |  | 18512 |  |  |  | 0.169 | 0.029 | 114.79 | 0
Greene Valley Gas Recovery | GEN2 | Biomass | Combustion Turbine | Operating | 2.9 | 2.9 | 82467.87 | 21.31 | 19.87 | 1.44 | 1.44 | 0 | 12.09 |  | 18512 |  |  |  | 0.169 | 0.029 | 114.79 | 0
King George Landfill Plant | GEN1 | Biomass | Combustion Turbine | Operating | 2.8 | 2.8 | 82470.67 | 21.31 | 19.87 | 1.44 | 1.44 | 0 | 4.33 |  | 16604 |  |  |  | 0.169 | 0.029 | 114.79 | 0
King George Landfill Plant | GEN2 | Biomass | Combustion Turbine | Operating | 2.8 | 2.8 | 82473.47 | 21.31 | 19.87 | 1.44 | 1.44 | 0 | 4.33 |  | 16604 |  |  |  | 0.169 | 0.029 | 114.79 | 0
King George Landfill Plant | GEN3 | Biomass | Combustion Turbine | Operating | 2.8 | 2.8 | 82476.27 | 21.31 | 19.87 | 1.44 | 1.44 | 0 | 4.33 |  | 16604 |  |  |  | 0.169 | 0.029 | 114.79 | 0
King George Landfill Plant | GEN4 | Biomass | Combustion Turbine | Operating | 2.9 | 2.9 | 82479.17 | 21.31 | 19.87 | 1.44 | 1.44 | 0 | 4.33 |  | 16604 |  |  |  | 0.169 | 0.029 | 114.79 | 0
Monmouth Landfill Gas to Energy Project | GEN1 | Biomass | Combustion Turbine | Operating | 3.3 | 3.3 | 82482.47 | 21.35 | 19.87 | 1.48 | 1.48 | 0 | 9.58 |  | 15518 |  |  |  | 0.169 | 0.029 | 114.79 | 0
Monmouth Landfill Gas to Energy Project | GEN2 | Biomass | Combustion Turbine | Operating | 3.3 | 3.3 | 82485.77 | 21.35 | 19.87 | 1.48 | 1.48 | 0 | 9.58 |  | 15518 |  |  |  | 0.169 | 0.029 | 114.79 | 0
Settler's Hill Gas Recovery | GEN1 | Biomass | Combustion Turbine | Operating | 2.9 | 2.9 | 82488.67 | 21.37 | 19.87 | 1.5 | 1.5 | 0 | 13.98 |  | 17755 |  |  |  | 0.169 | 0.029 | 114.79 | 0
Settler's Hill Gas Recovery | GEN2 | Biomass | Combustion Turbine | Operating | 2.9 | 2.9 | 82491.57 | 21.37 | 19.87 | 1.5 | 1.5 | 0 | 13.98 |  | 17755 |  |  |  | 0.169 | 0.029 | 114.79 | 0
Ladysmith Peaking | 5 | Natural Gas | Combustion Turbine | Operating | 160 | 160 | 82651.57 | 21.39 | 20.6 | 0.79 | 0.79 | 0 | 3.2 | 24.5 | 9595 | 1576939 | 164357 | 10.22 | 0.0372 | 0.0009 | 119.5386 | 0
Jay County | 1 | Biomass | Internal Combustion | Operating | 0.4 | 0.4 | 82651.97 | 21.44 | 4.33 | 17.11 | 17.11 | 0 | 43.61 | 28.63 | 12284 |  | 2425 | 69 |  |  |  | 0
Jay County | 2 | Biomass | Internal Combustion | Operating | 0.4 | 0.4 | 82652.37 | 21.44 | 4.33 | 17.11 | 17.11 | 0 | 43.61 | 28.63 | 12284 |  | 2425 | 69 |  |  |  | 0
Jay County | 3 | Biomass | Internal Combustion | Operating | 0.4 | 0.4 | 82652.77 | 21.44 | 4.33 | 17.11 | 17.11 | 0 | 43.61 | 28.63 | 12284 |  | 2425 | 69 |  |  |  | 0
Jay County | 4 | Biomass | Internal Combustion | Operating | 0.4 | 0.4 | 82653.17 | 21.44 | 4.33 | 17.11 | 17.11 | 0 | 43.61 | 28.63 | 12284 |  | 2425 | 69 |  |  |  | 0
Chillicothe Paper Inc. | T-10 | Biomass | Steam Turbine | Out of Service | 10.6 | 10.6 | 82663.77 | 21.45 | 11.53 | 9.92 | 9.92 | 0 | 30.97 |  | 6360 | 0 | 0 | 0 | 0.5354 | 0.029 | 120.44 | 1
Chillicothe Paper Inc. | T-11 | Biomass | Steam Turbine | Operating | 24 | 24 | 82687.77 | 21.45 | 11.53 | 9.92 | 9.92 | 0 | 30.97 | 27.78 | 6360 | 747134 | 117473 | 55.72 | 0.5354 | 0.029 | 120.44 | 1
Chillicothe Paper Inc. | T-13 | Coal | Steam Turbine | Operating | 27.2 | 27.2 | 82714.97 | 21.45 | 11.53 | 9.92 | 9.92 | 0 | 30.97 | 28.73 | 6360 | 735954 | 115709 | 48.43 | 0.5274 | 0.48 | 205.84 | 1
Bethlehem Landfill | 1 | Biomass | Combustion Turbine | Operating | 4.7 | 4.7 | 82719.67 | 21.46 | 19.87 | 1.59 | 1.59 | 0 | 7.16 |  | 20434 |  |  |  | 0.169 | 0.029 | 114.79 | 0
Chillicothe Paper Inc. | T-12 | Biomass | Steam Turbine | Operating | 31 | 31 | 82750.67 | 21.46 | 11.53 | 9.92 | 9.92 | 0 | 30.97 | 27.06 | 6361 | 1088651 | 171151 | 62.85 | 0.5504 | 0.029 | 120.44 | 1
Will County | 4 | Coal | Steam Turbine | Operating | 510 | 510 | 83260.67 | 21.65 | 17.91 | 3.73 | 3.73 | 0 | 26.06 | 27.94 | 10473 | 22126868 | 2112720 | 46.25 | 0.0917 | 0.3928 | 211.9246 | 0
Natrium | GEN7 | Coal | Steam Turbine | Operating | 82 | 82 | 83342.67 | 21.69 | 12.93 | 8.77 | 8.77 | 0 | 13.42 | 27.54 | 5699 | 1074049 | 188476 | 26.17 | 0.3059 | 0.48 | 121.4659 | 1
Natrium | GEN3 | Coal | Steam Turbine | Operating | 7.5 | 7.5 | 83350.17 | 21.7 | 12.93 | 8.77 | 8.77 | 0 | 13.42 |  | 5699 | 0 | 0 | 0 | 0.3483 | 0.48 | 143.4101 | 1
Natrium | GEN4 | Coal | Steam Turbine | Operating | 7.5 | 7.5 | 83357.67 | 21.7 | 12.93 | 8.77 | 8.77 | 0 | 13.42 | 24.62 | 5700 | 196065 | 34400 | 52.22 | 0.4106 | 0.48 | 183.7812 | 1
Natrium | GEN6 | Coal | Steam Turbine | Operating | 26 | 26 | 83383.67 | 21.7 | 12.93 | 8.77 | 8.77 | 0 | 13.42 | 23.9 | 5699 | 902939 | 158449 | 69.38 | 0.4925 | 0.48 | 201.8601 | 1
Wheelabrator Gloucester County | GEN1 | Biomass | Steam Turbine | Operating | 12 | 12 | 83395.67 | 21.72 | 0 | 21.72 | 21.72 | 0 | 96.48 |  | 25531 |  |  |  | 0.169 | 0.029 | 118.18 | 1
Panther Creek | GEN1 | Coal | Steam Turbine | Operating | 83 | 83 | 83478.67 | 21.8 | 18.26 | 3.54 | 3.54 | 0 | 19.53 |  | 15302 |  |  |  | 0.1215 | 0.1231 | 216.77 | 0
Brasfield Appomattox Arwa Hydroelectric | 1 | Water | Hydro | Operating | 2.9 | 2.9 | 83481.57 | 21.81 | 0 | 21.81 | 21.81 | 0 | 36.14 | [8 empty] | 0
Bruce Mansfield | 2 | Coal | Steam Turbine | Operating | 830 | 830 | 84311.57 | 21.88 | 19 | 2.88 | 2.88 | 0 | 28.41 | 27.81 | 10423 | 41392185 | 3971106 | 54.47 | 0.1345 | 0.2278 | 209.7598 | 0
Cleveland Works | GEN3 | Other Fuel | Steam Turbine | Operating | 10 | 10 | 84321.57 | 21.9 | 0 | 21.9 | 21.9 | 0 | 47.64 |  | 5024 |  |  |  | 0.0135 | 0.029 | 534.59 | 1
Cleveland Works | GEN5 | Other Fuel | Steam Turbine | Operating | 10 | 10 | 84331.57 | 21.9 | 0 | 21.9 | 21.9 | 0 | 47.64 |  | 5021 |  |  |  | 0.0235 | 0.029 | 534.59 | 1
Cleveland Works | GENA | Other Fuel | Steam Turbine | Out of Service | 15 | 15 | 84346.57 | 21.9 | 0 | 21.9 | 21.9 | 0 | 47.64 |  | 5024 |  |  |  | 0.0144 | 0.029 | 534.59 | 1
Cleveland Works | GENB | Other Fuel | Steam Turbine | Operating | 10 | 10 | 84356.57 | 21.9 | 0 | 21.9 | 21.9 | 0 | 47.64 |  | 5022 |  |  |  | 0.0085 | 0.029 | 534.59 | 1
Cleveland Works | GENC | Other Fuel | Steam Turbine | Operating | 23 | 23 | 84379.57 | 21.9 | 0 | 21.9 | 21.9 | 0 | 47.64 |  | 5027 |  |  |  | 0.0144 | 0.029 | 534.59 | 1
Ladysmith Peaking | 1 | Natural Gas | Combustion Turbine | Operating | 151 | 151 | 84530.57 | 21.9 | 21.11 | 0.79 | 0.79 | 0 | 3.2 | 24.95 | 9833 | 1556427 | 158286 | 9.85 | 0.0368 | 0.001 | 119.486 | 0
Lake Gas Recovery | GEN2 | Biomass | Combustion Turbine | Operating | 2.9 | 2.9 | 84533.47 | 21.92 | 19.87 | 2.04 | 2.04 | 0 | 13.51 |  | 18031 |  |  |  | 0.169 | 0.029 | 114.79 | 0
Lake Gas Recovery | GEN3 | Biomass | Combustion Turbine | Operating | 2.9 | 2.9 | 84536.37 | 21.92 | 19.87 | 2.04 | 2.04 | 0 | 13.51 |  | 18031 |  |  |  | 0.169 | 0.029 | 114.79 | 0
Warren F Beasley CT | 1 | Natural Gas | Combustion Turbine | Operating | 48 | 48 | 84584.37 | 21.92 | 18.55 | 3.37 | 3.37 | 0 | 3.53 |  | 9478 |  |  |  | 0.0224 | 0.0007 | 124.0185 | 0
Bruce Mansfield | 3 | Coal | Steam Turbine | Operating | 850 | 850 | 85434.37 | 21.94 | 19.07 | 2.88 | 2.88 | 0 | 28.41 | 27.05 | 10461 | 49490404 | 4731142 | 63.37 | 0.1892 | 0.3441 | 209.7601 | 0
Gen J M Gavin | 1 | Coal | Steam Turbine | Operating | 1299 | 1299 | 86733.37 | 21.97 | 19.4 | 2.57 | 2.57 | 0 | 28.4 | 28.02 | 10085 | 61487854 | 6097257 | 53.44 | 0.1075 | 0.2721 | 205.1999 | 0
CID Gas Recovery | GEN2 | Biomass | Combustion Turbine | Operating | 2.9 | 2.9 | 86736.27 | 21.98 | 19.87 | 2.11 | 2.11 | 0 | 13.98 |  | 17244 |  |  |  | 0.169 | 0.029 | 114.79 | 0
Ladysmith Peaking | 2 | Natural Gas | Combustion Turbine | Operating | 151 | 151 | 86887.27 | 21.98 | 21.19 | 0.79 | 0.79 | 0 | 3.2 | 24.84 | 9871 | 1664866 | 168669 | 10.49 | 0.0354 | 0.0009 | 119.2856 | 0
Ladysmith Peaking | 4 | Natural Gas | Combustion Turbine | Operating | 160 | 160 | 87047.27 | 21.99 | 21.2 | 0.79 | 0.79 | 0 | 3.2 | 25.49 | 9876 | 1442859 | 146099 | 9.09 | 0.0341 | 0.0009 | 119.293 | 0
RockTenn West Point Mill (St. Laurent Paper Products) | GN10 | Biomass | Steam Turbine | Operating | 25 | 25 | 87072.27 | 22 | 14.75 | 7.25 | 7.25 | 0 | 28.16 | 27.12 | 6815 | 936067 | 137361 | 62.55 | 0.1353 | 0.029 | 120.44 | 1
Cardinal | 3 | Coal | Steam Turbine | Operating | 630 | 630 | 87702.27 | 22.01 | 19.29 | 2.73 | 2.73 | 0 | 28.1 | 28.92 | 10648 | 27283762 | 2562224 | 46.3 | 0.0851 | 0.1008 | 204.5751 | 0
RockTenn West Point Mill (St. Laurent Paper Products) | GEN9 | Biomass | Steam Turbine | Operating | 10 | 10 | 87712.27 | 22.03 | 14.78 | 7.25 | 7.25 | 0 | 28.16 | 26.12 | 6828 | 469784 | 68805 | 78.33 | 0.1353 | 0.029 | 120.44 | 1
Marina Thermal | 1 | Coal | Steam Turbine | Operating | 8 | 8 | 87720.27 | 22.07 | 19.5 | 2.58 | 2.58 | 0 | 27.31 |  | 9952 |  |  |  | 0.085 | 0.119 | 208.6 | 1
Kincaid Generation LLC | 2 | Coal | Steam Turbine | Operating | 579 | 579 | 88299.27 | 22.16 | 18.53 | 3.62 | 3.62 | 0 | 27.69 | 29.3 | 10824 | 24294042 | 2244403 | 44.13 | 0.062 | 0.089 | 209.7621 | 0
Schoolfield Dam | SCH1 | Water | Hydro | Operating | 1.5 | 1.5 | 88300.77 | 22.26 | 0 | 22.26 | 22.26 | 0 | 28.18 | [8 empty] | 0
Schoolfield Dam | SCH2 | Water | Hydro | Operating | 1.5 | 1.5 | 88302.27 | 22.26 | 0 | 22.26 | 22.26 | 0 | 28.18 | [8 empty] | 0
Schoolfield Dam | SCH3 | Water | Hydro | Operating | 1.5 | 1.5 | 88303.77 | 22.26 | 0 | 22.26 | 22.26 | 0 | 28.18 | [8 empty] | 0
Ladysmith Peaking | 3 | Natural Gas | Combustion Turbine | Operating | 161 | 161 | 88464.77 | 22.38 | 21.59 | 0.79 | 0.79 | 0 | 3.2 | 26.26 | 10055 | 1331761 | 132449 | 8.24 | 0.0374 | 0.0011 | 119.7893 | 0
Sturgis City | 1 | Water | Hydro | Operating | 0.4 | 0.4 | 88465.17 | 22.38 | 0 | 22.38 | 22.38 | 0 | 110.78 | [8 empty] | 0
Sturgis City | 2 | Water | Hydro | Operating | 0.4 | 0.4 | 88465.57 | 22.38 | 0 | 22.38 | 22.38 | 0 | 110.78 | [8 empty] | 0
Sturgis City | 3 | Water | Hydro | Operating | 0.7 | 0.7 | 88466.27 | 22.38 | 0 | 22.38 | 22.38 | 0 | 110.78 | [8 empty] | 0
Sturgis City | 4 | Water | Hydro | Operating | 0.7 | 0.7 | 88466.97 | 22.38 | 0 | 22.38 | 22.38 | 0 | 110.78 | [8 empty] | 0
Cumberland CT | CUMB2 | Natural Gas | Combustion Turbine | Operating | 96.5 | 96.5 | 88563.47 | 22.41 | 19.28 | 3.13 | 3.13 | 0 | 3.58 | 26.92 | 9496 | 726989 | 76556 | 8.54 | 0.01 | 0.0006 | 119.4027 | 0
Brunswick County Power Station | CT01 | Natural Gas | Combined Cycle | Operating | 280 | 280 | 88843.47 | 22.44 | 21.62 | 0.82 | 0.82 | 0 | 11.25 | 25.45 | 7339 | 7677393 | 1046045 | 56.6 | 0.006 | 0.0006 | 118.8576 | 0
Brunswick County Power Station | CT02 | Natural Gas | Combined Cycle | Operating | 280 | 280 | 89123.47 | 22.44 | 21.62 | 0.82 | 0.82 | 0 | 11.25 | 25.45 | 7339 | 7677393 | 1046045 | 56.6 | 0.0061 | 0.0006 | 118.8577 | 0
Brunswick County Power Station | CT03 | Natural Gas | Combined Cycle | Operating | 280 | 280 | 89403.47 | 22.44 | 21.62 | 0.82 | 0.82 | 0 | 11.25 | 25.45 | 7339 | 7677393 | 1046045 | 56.6 | 0.0061 | 0.0006 | 118.8584 | 0
Brunswick County Power Station | ST01 | Natural Gas | Combined Cycle | Operating | 518 | 518 | 89921.47 | 22.44 | 21.62 | 0.82 | 0.82 | 0 | 11.25 | 24.55 | 7339 | 20237332 | 2757337 | 80.65 | 0.0061 | 0.0006 | 118.8579 | 0
Clairton Works | GEN1 | Other Fuel | Steam Turbine | Operating | 16 | 16 | 89937.47 | 22.5 | 1.97 | 20.53 | 20.53 | 0 | 87.84 | 32.53 | 4327 | 606145 | 140097 | 88.61 | 0.1758 | 0.011 | 118.16 | 1
Northampton | GEN1 | Coal | Steam Turbine | Operating | 112 | 112 | 90049.47 | 22.51 | 18.26 | 4.25 | 4.25 | 0 | 23.39 |  | 11250 |  |  |  | 0.089 | 0.1087 | 237.4621 | 1
Wheeler Landfill Gas Recovery | GEN2 | Biomass | Internal Combustion | Operating | 0.4 | 0.4 | 90049.87 | 22.51 | 5.41 | 17.1 | 17.1 | 0 | 29.58 | 28.05 | 11075 |  | 2135 | 60.76 |  |  |  | 0
Bay View Cogeneration Facility - Steam Plant | STG | Biomass | Steam Turbine | Mothballed | 4 | 4 | 90053.87 | 22.57 | 18.37 | 4.2 | 4.2 | 0 | 74.97 |  | 10000 |  |  |  | 0.041 | 0.027 | 171.5 | 1
West Campus Plant | WC 4 | Natural Gas | Steam Turbine | Operating | 2.6 | 2.6 | 90056.47 | 22.58 | 19.64 | 2.93 | 2.93 | 0 | 11.17 |  | 11655 |  |  |  | 0.153 | 0.029 | 120.44 | 1
West Campus Plant | WC 5 | Natural Gas | Steam Turbine | Operating | 2.6 | 2.6 | 90059.07 | 22.58 | 19.64 | 2.93 | 2.93 | 0 | 11.17 |  | 11655 |  |  |  | 0.153 | 0.029 | 120.44 | 1
Lawrenceburg | 100 | Natural Gas | Combined Cycle | Operating | 238 | 238 | 90297.07 | 22.66 | 21.52 | 1.14 | 1.14 | 0 | 11.45 | 24.86 | 7092 | 0 | 1237852 | 55.7 | 0.0128 | 0.0006 | 118.8572 | 0
Lawrenceburg | 200 | Natural Gas | Combined Cycle | Operating | 238 | 238 | 90535.07 | 22.66 | 21.52 | 1.14 | 1.14 | 0 | 11.45 | 24.83 | 7092 | 0 | 1255052 | 60.03 | 0.0128 | 0.0006 | 118.8572 | 0
Lawrenceburg | 1100 | Natural Gas | Combined Cycle | Operating | 151 | 151 | 90686.07 | 22.66 | 21.52 | 1.14 | 1.14 | 0 | 11.45 | 23.99 | 7092 | 13756970 | 1304534 | 92.82 | 0.012 | 0.0006 | 118.8572 | 0
Lawrenceburg | 1200 | Natural Gas | Combined Cycle | Operating | 151 | 151 | 90837.07 | 22.66 | 21.52 | 1.14 | 1.14 | 0 | 11.45 | 23.97 | 7092 | 13944138 | 1318300 | 93.8 | 0.0112 | 0.0006 | 118.8578 | 0
Lawrenceburg | 2100 | Natural Gas | Combined Cycle | Operating | 151 | 151 | 90988.07 | 22.66 | 21.52 | 1.14 | 1.14 | 0 | 11.45 | 24.05 | 7092 | 13024145 | 1243207 | 88.46 | 0.0148 | 0.0006 | 118.8569 | 0
Lawrenceburg | 2200 | Natural Gas | Combined Cycle | Operating | 151 | 151 | 91139.07 | 22.66 | 21.52 | 1.14 | 1.14 | 0 | 11.45 | 24.04 | 7092 | 13253738 | 1252017 | 89.08 | 0.0132 | 0.0006 | 118.8571 | 0
Kincaid Generation LLC | 1 | Coal | Steam Turbine | Operating | 579 | 579 | 91718.07 | 22.67 | 19.05 | 3.62 | 3.62 | 0 | 27.69 | 30.53 | 11126 | 22701895 | 2040479 | 40.12 | 0.0618 | 0.0896 | 209.7616 | 0
Cheswick | 1 | Coal | Steam Turbine | Operating | 563 | 563 | 92281.07 | 22.72 | 18.6 | 4.12 | 4.12 | 0 | 26.62 | 30.4 | 10752 | 20972094 | 1950566 | 39.44 | 0.3931 | 0.1947 | 204.4965 | 0
James River Genco | GEN2 | Coal | Steam Turbine | Operating | 46.3 | 46.3 | 92327.37 | 22.76 | 20.18 | 2.58 | 2.58 | 0 | 27.31 |  | 7442 |  |  |  | 0.4026 | 0.7188 | 205.212 | 1
Glades Pike Cogeneration Plant (CT) | SOLAR | Biomass | Combustion Turbine | Operating | 1.5 | 1.5 | 92328.87 | 22.78 | 19.87 | 2.91 | 2.91 | 0 | 8.11 |  | 13889 |  |  |  | 0.169 | 0.029 | 114.79 | 1
Pedricktown Cogeneration Plant | GEN1 | Natural Gas | Combined Cycle | Operating | 80.32 | 80.32 | 92409.19 | 22.8 | 16.82 | 5.97 | 5.97 | 0 | 24.56 |  | 8597 |  |  |  | 0.0331 | 0.0006 | 118.9562 | 1
Pedricktown Cogeneration Plant | GEN2 | Natural Gas | Combined Cycle | Operating | 36.98 | 36.98 | 92446.17 | 22.8 | 16.82 | 5.97 | 5.97 | 0 | 24.56 |  | 8597 |  |  |  | 0.0331 | 0.0006 | 118.9562 | 1
Warren F Beasley CT | 2 | Natural Gas | Combustion Turbine | Operating | 50 | 50 | 92496.17 | 22.83 | 19.46 | 3.37 | 3.37 | 0 | 3.53 |  | 9944 |  |  |  | 0.0171 | 0.0008 | 124.371 | 0
Trimble County | 2 | Coal | Steam Turbine | Operating | 91.5 | 91.5 | 92587.67 | 22.88 | 19.52 | 3.36 | 3.36 | 0 | 32.95 | 28.72 | 9292 | 4803074 | 516918 | 61.95 | 0.0402 | 0.0646 | 209.7598 | 0
Sayreville Cogeneration | CT1 | Natural Gas | Combined Cycle | Operating | 112 | 112 | 92699.67 | 22.97 | 20.31 | 2.66 | 2.66 | 0 | 14.32 | 27.48 | 8985 | 4320053 | 355338 | 31.65 | 0.0715 | 0.0006 | 118.8572 | 1
Sayreville Cogeneration | CT2 | Natural Gas | Combined Cycle | Operating | 112 | 112 | 92811.67 | 22.97 | 20.31 | 2.66 | 2.66 | 0 | 14.32 | 27.63 | 8985 | 4134175 | 343991 | 30.64 | 0.0771 | 0.0006 | 118.8555 | 1
Sayreville Cogeneration | ST1 | Natural Gas | Combined Cycle | Operating | 68 | 68 | 92879.67 | 22.97 | 20.31 | 2.66 | 2.66 | 0 | 14.32 | 27 | 8985 | 0 | 241631 | 35.49 | 0.0743 | 0.0006 | 118.8564 | 1
Clairton Works | GEN3 | Other Fuel | Steam Turbine | Operating | 6 | 6 | 92885.67 | 22.99 | 2.46 | 20.53 | 20.53 | 0 | 87.84 | 44.32 | 5403 | 133444 | 24700 | 29.91 | 0.1443 | 0.011 | 118.16 | 1
Baltimore | GEN1 | Natural Gas | Steam Turbine | Operating | 5 | 5 | 92890.67 | 23.15 | 20.22 | 2.93 | 2.93 | 0 | 11.17 |  | 10330 |  |  |  | 0.153 | 0.029 | 120.44 | 1
Deercroft Gas Recovery | I-1 | Biomass | Internal Combustion | Operating | 0.4 | 0.4 | 92891.07 | 23.2 | 6.09 | 17.11 | 17.11 | 0 | 47.73 | 35.34 | 12285 |  | 1573 | 44.77 |  |  |  | 0
Deercroft Gas Recovery | I-2 | Biomass | Internal Combustion | Operating | 0.4 | 0.4 | 92891.47 | 23.2 | 6.09 | 17.11 | 17.11 | 0 | 47.73 | 35.34 | 12285 |  | 1573 | 44.77 |  |  |  | 0
Deercroft Gas Recovery | I-3 | Biomass | Internal Combustion | Operating | 0.4 | 0.4 | 92891.87 | 23.2 | 6.09 | 17.11 | 17.11 | 0 | 47.73 | 35.34 | 12285 |  | 1573 | 44.77 |  |  |  | 0
Deercroft Gas Recovery | I-4 | Biomass | Internal Combustion | Operating | 0.4 | 0.4 | 92892.27 | 23.2 | 6.09 | 17.11 | 17.11 | 0 | 47.73 | 35.34 | 12285 |  | 1573 | 44.77 |  |  |  | 0
Deercroft Gas Recovery | II-1 | Biomass | Internal Combustion | Operating | 0.4 | 0.4 | 92892.67 | 23.2 | 6.09 | 17.11 | 17.11 | 0 | 47.73 | 35.34 | 12285 |  | 1573 | 44.77 |  |  |  | 0
Deercroft Gas Recovery | II-2 | Biomass | Internal Combustion | Operating | 0.4 | 0.4 | 92893.07 | 23.2 | 6.09 | 17.11 | 17.11 | 0 | 47.73 | 35.34 | 12285 |  | 1573 | 44.77 |  |  |  | 0
Deercroft Gas Recovery | II-3 | Biomass | Internal Combustion | Operating | 0.4 | 0.4 | 92893.47 | 23.2 | 6.09 | 17.11 | 17.11 | 0 | 47.73 | 35.34 | 12285 |  | 1573 | 44.77 |  |  |  | 0
Deercroft Gas Recovery | II-4 | Biomass | Internal Combustion | Operating | 0.4 | 0.4 | 92893.87 | 23.2 | 6.09 | 17.11 | 17.11 | 0 | 47.73 | 35.34 | 12285 |  | 1573 | 44.77 |  |  |  | 0
Kyger Creek | 5 | Coal | Steam Turbine | Operating | 177.52 | 177.52 | 93071.39 | 23.29 | 20.34 | 2.95 | 2.95 | 0 | 27.16 | 28.44 | 10629 | 9950779 | 936173 | 58.28 | 0.211 | 0.1509 | 205.2009 | 0
Warren County Power Station | CT01 | Natural Gas | Combined Cycle | Operating | 297.5 | 297.5 | 93368.89 | 23.29 | 22.51 | 0.78 | 0.78 | 0 | 15.84 | 26.03 | 6907 | 0 | 1723090 | 65.94 | 0.0056 | 0.0006 | 118.857 | 0
Warren County Power Station | CT02 | Natural Gas | Combined Cycle | Operating | 297.5 | 297.5 | 93666.39 | 23.29 | 22.51 | 0.78 | 0.78 | 0 | 15.84 | 26.03 | 6907 | 0 | 1723090 | 65.94 | 0.0059 | 0.0006 | 118.8573 | 0
Warren County Power Station | CT03 | Natural Gas | Combined Cycle | Operating | 297.5 | 297.5 | 93963.89 | 23.29 | 22.51 | 0.78 | 0.78 | 0 | 15.84 | 26.03 | 6907 | 0 | 1723090 | 65.94 | 0.0056 | 0.0006 | 118.8572 | 0
Warren County Power Station | ST01 | Natural Gas | Combined Cycle | Operating | 579.7 | 579.7 | 94543.59 | 23.29 | 22.51 | 0.78 | 0.78 | 0 | 15.84 | 26.03 | 6907 | 0 | 3357568 | 65.94 | 0.0057 | 0.0006 | 118.8572 | 0
Waukegan | 7 | Coal | Steam Turbine | Operating | 328 | 328 | 94871.59 | 23.31 | 17.95 | 5.36 | 5.36 | 0 | 26.55 | 33.51 | 10666 | 9101734 | 853341 | 29.62 | 0.1004 | 0.2833 | 213.0661 | 0
Waukegan | 8 | Coal | Steam Turbine | Operating | 361 | 361 | 95232.59 | 23.31 | 17.95 | 5.36 | 5.36 | 0 | 26.55 | 33.73 | 10667 | 9807506 | 919431 | 28.99 | 0.1151 | 0.293 | 212.6935 | 0
Mountaineer | 1 | Coal | Steam Turbine | Operating | 1299 | 1299 | 96531.59 | 23.35 | 20.94 | 2.41 | 2.41 | 0 | 28.09 | 28.02 | 10013 | 78196321 | 7809399 | 68.44 | 0.0984 | 0.131 | 204.9457 | 0
MillerCoors Shenandoah Brewery | WWTP | Biomass | Combustion Turbine | Operating | 1.4 | 1.4 | 96532.99 | 23.37 | 19.87 | 3.5 | 3.5 | 0 | 9.8 |  | 12681 |  |  |  | 0.414 | 0.047 | 206.45 | 0
Burlington GT | 124 | Natural Gas | Combustion Turbine | Operating | 42 | 42 | 96574.99 | 23.4 | 19.38 | 4.02 | 4.02 | 0 | 3.45 | 32.25 | 9771 | 160245 | 16399 | 4.45 | 0.0894 | 0.0005 | 118.9703 | 0
Kyger Creek | 1 | Coal | Steam Turbine | Operating | 179.18 | 179.18 | 96754.16 | 23.46 | 20.51 | 2.95 | 2.95 | 0 | 27.16 | 28.76 | 10718 | 9836121 | 917756 | 56.93 | 0.2089 | 0.1355 | 205.2023 | 0
Rock Springs | 2 | Natural Gas | Combustion Turbine | Operating | 161.4 | 161.4 | 96915.56 | 23.46 | 21.43 | 2.04 | 2.04 | 0 | 6.24 | 29.47 | 10462 | 1754214 | 167668 | 10.1 | 0.0301 | 0.0006 | 118.858 | 0
Rock Springs | 3 | Natural Gas | Combustion Turbine | Operating | 163.6 | 163.6 | 97079.16 | 23.48 | 21.45 | 2.04 | 2.04 | 0 | 6.24 | 27.32 | 10472 | 2786040 | 266035 | 16.47 | 0.0306 | 0.0006 | 118.8585 | 0
Burlington GT | 122 | Natural Gas | Combustion Turbine | Operating | 42 | 42 | 97121.16 | 23.53 | 19.51 | 4.02 | 4.02 | 0 | 3.45 | 31.97 | 9834 | 169003 | 17186 | 4.66 | 0.0903 | 0.0005 | 119.0466 | 0
Rock Springs | 4 | Natural Gas | Combustion Turbine | Operating | 166.4 | 166.4 | 97287.56 | 23.59 | 21.55 | 2.04 | 2.04 | 0 | 6.24 | 27.81 | 10523 | 2588041 | 245949 | 15.19 | 0.0328 | 0.0006 | 118.8579 | 0
Kyger Creek | 4 | Coal | Steam Turbine | Operating | 177.52 | 177.52 | 97465.08 | 23.61 | 20.66 | 2.95 | 2.95 | 0 | 27.16 | 28.87 | 10796 | 9905311 | 917472 | 57.12 | 0.2077 | 0.155 | 205.1999 | 0
Warren Energy Resource Co. | 1 | Biomass | Steam Turbine | Operating | 10 | 10 | 97475.08 | 23.61 | 0 | 23.61 | 23.61 | 0 | 117.62 |  | 20085 |  |  |  | 0.169 | 0.029 | 118.18 | 0
Rock Springs | 1 | Natural Gas | Combustion Turbine | Operating | 162.1 | 162.1 | 97637.18 | 23.62 | 21.59 | 2.04 | 2.04 | 0 | 6.24 | 28.8 | 10540 | 2060254 | 195465 | 11.81 | 0.0296 | 0.0006 | 118.8571 | 0
Bay View Cogeneration Facility - Gas Plant | GTG | Biomass | Combustion Turbine | Mothballed | 4.4 | 4.4 | 97641.58 | 23.68 | 19.87 | 3.81 | 3.81 | 0 | 4.97 |  | 17503 |  |  |  | 0.169 | 0.029 | 114.79 | 1
Philpott Lake | 1 | Water | Hydro | Operating | 7.5 | 7.5 | 97649.08 | 23.68 | 0 | 23.68 | 23.68 | 0 | 21.99 | [8 empty] | 0
Philpott Lake | 2 | Water | Hydro | Operating | 7.5 | 7.5 | 97656.58 | 23.68 | 0 | 23.68 | 23.68 | 0 | 21.99 | [8 empty] | 0
Philpott Lake | 3 | Water | Hydro | Operating | 0.6 | 0.6 | 97657.18 | 23.68 | 0 | 23.68 | 23.68 | 0 | 21.99 | [8 empty] | 0
College of New Jersey | COGEN | Natural Gas | Combustion Turbine | Operating | 4.2 | 4.2 | 97661.38 | 23.69 | 22.26 | 1.44 | 1.44 | 0 | 13.69 |  | 11374 |  |  |  | 0.059 | 0.002 | 119.31 | 1
Kyger Creek | 2 | Coal | Steam Turbine | Operating | 177.52 | 177.52 | 97838.9 | 23.75 | 20.8 | 2.95 | 2.95 | 0 | 27.16 | 29.42 | 10871 | 9252592 | 851164 | 52.99 | 0.2229 | 0.1367 | 205.2022 | 0
J.M. Stuart | 2 | Coal | Steam Turbine | Operating | 577 | 577 | 98415.9 | 23.79 | 19.86 | 3.94 | 3.94 | 0 | 33.44 | 30.53 | 10226 | 29285376 | 2863873 | 56.5 | 0.0931 | 0.1508 | 205.1999 | 0
J.M. Stuart | 3 | Coal | Steam Turbine | Operating | 577 | 577 | 98992.9 | 23.85 | 19.92 | 3.94 | 3.94 | 0 | 33.44 | 31.2 | 10258 | 26955629 | 2627704 | 51.85 | 0.0924 | 0.1598 | 205.1998 | 0
Fort Martin | 2 | Coal | Steam Turbine | Operating | 546 | 546 | 99538.9 | 24.01 | 22.77 | 1.23 | 1.14 | 0.09 | 34.6 | 30.1 | 10019 | 31047512 | 3098822 | 64.61 | 0.3164 | 0.0622 | 209.7594 | 0
Kyger Creek | 3 | Coal | Steam Turbine | Operating | 177.52 | 177.52 | 99716.41 | 24.02 | 21.06 | 2.95 | 2.95 | 0 | 27.16 | 29.18 | 11008 | 10288823 | 934636 | 58.18 | 0.2151 | 0.1497 | 205.2009 | 0
W.H. Sammis | 6 | Coal | Steam Turbine | Operating | 600 | 600 | 100316.41 | 24.02 | 20.49 | 3.53 | 3.53 | 0 | 28.14 | 28.94 | 10510 | 36065273 | 3431433 | 65.11 | 0.0985 | 0.0807 | 209.7602 | 0
Camden Cogeneration | GEN1 | Natural Gas | Combined Cycle | Operating | 94.9 | 94.9 | 100411.31 | 24.03 | 17.26 | 6.77 | 6.77 | 0 | 20.75 |  | 8821 |  |  |  | 0.0329 | 0.0006 | 118.8553 | 1
Camden Cogeneration | GEN2 | Natural Gas | Combined Cycle | Operating | 50.1 | 50.1 | 100461.41 | 24.03 | 17.26 | 6.77 | 6.77 | 0 | 20.75 |  | 8821 |  |  |  | 0.0329 | 0.0006 | 118.8553 | 1
Nalco Chemical Company | AT1 | Natural Gas | Combined Cycle | Operating | 3 | 3 | 100464.41 | 24.06 | 15.84 | 8.22 | 8.22 | 0 | 26.37 |  | 5904 |  |  |  | 0.02 | 0.001 | 118.4 | 1
Nalco Chemical Company | DPOX | Natural Gas | Combined Cycle | Operating | 0.7 | 0.7 | 100465.11 | 24.06 | 15.84 | 8.22 | 8.22 | 0 | 26.37 |  | 5904 |  |  |  | 0.02 | 0.001 | 118.4 | 1
J.M. Stuart | 4 | Coal | Steam Turbine | Operating | 577 | 577 | 101042.11 | 24.08 | 20.14 | 3.94 | 3.94 | 0 | 33.44 | 30.64 | 10374 | 30511334 | 2941021 | 58.03 | 0.0995 | 0.1788 | 205.2 | 0
Joliet 29 | 7 | Natural Gas | Steam Turbine | Operating | 518 | 518 | 101560.11 | 24.13 | 21.17 | 2.96 | 2.96 | 0 | 10.63 | 29.52 | 10717 | 10947742 | 1021537 | 22.28 | 0.0885 | 0.2981 | 174.7515 | 0
Central Utility CT Plant at White Oak | G3 | Natural Gas | Combustion Turbine | Operating | 4.3 | 4.3 | 101564.41 | 24.15 | 22.71 | 1.44 | 1.44 | 0 | 4.75 |  | 11606 |  |  |  | 0.059 | 0.002 | 119.31 | 1
Central Utility CT Plant at White Oak | G4 | Natural Gas | Combustion Turbine | Operating | 4.3 | 4.3 | 101568.71 | 24.15 | 22.71 | 1.44 | 1.44 | 0 | 4.75 |  | 11606 |  |  |  | 0.059 | 0.002 | 119.31 | 1
Central Utility CT Plant at White Oak | G5 | Natural Gas | Combustion Turbine | Operating | 4.3 | 4.3 | 101573.01 | 24.15 | 22.71 | 1.44 | 1.44 | 0 | 4.75 |  | 11606 |  |  |  | 0.059 | 0.002 | 119.31 | 1
Central Utility CT Plant at White Oak | G6 | Natural Gas | Combustion Turbine | Operating | 4.3 | 4.3 | 101577.31 | 24.15 | 22.71 | 1.44 | 1.44 | 0 | 4.75 |  | 11606 |  |  |  | 0.059 | 0.002 | 119.31 | 1
Central Utility CT Plant at White Oak | G9 | Natural Gas | Combustion Turbine | Operating | 4.5 | 4.5 | 101581.81 | 24.15 | 22.71 | 1.44 | 1.44 | 0 | 4.75 |  | 11606 |  |  |  | 0.059 | 0.002 | 119.31 | 1
J.M. Stuart | 1 | Coal | Steam Turbine | Operating | 577 | 577 | 102158.81 | 24.2 | 20.26 | 3.94 | 3.94 | 0 | 33.44 | 31.04 | 10434 | 29399618 | 2817766 | 55.6 | 0.0925 | 0.1331 | 205.2002 | 0
Miami Fort | 8 | Coal | Steam Turbine | Operating | 510 | 510 | 102668.81 | 24.23 | 22.85 | 1.37 | 1.37 | 0 | 39.29 | 30.16 | 10132 | 34184324 | 3373969 | 75.31 | 0.1804 | 0.2998 | 205.1999 | 0
Deep Creek | 1 | Water | Hydro | Operating | 9 | 9 | 102677.81 | 24.26 | 0 | 24.26 | 24.26 | 0 | 26.01 | [8 empty] | 0
Deep Creek | 2 | Water | Hydro | Operating | 9 | 9 | 102686.81 | 24.26 | 0 | 24.26 | 24.26 | 0 | 26.01 | [8 empty] | 0
Prairie View Gas Recovery | I-1 | Biomass | Internal Combustion | Operating | 0.4 | 0.4 | 102687.21 | 24.33 | 7.22 | 17.11 | 17.11 | 0 | 47.83 | 31.17 | 12285 |  | 2798 | 79.64 |  |  |  | 0
Prairie View Gas Recovery | I-2 | Biomass | Internal Combustion | Operating | 0.4 | 0.4 | 102687.61 | 24.33 | 7.22 | 17.11 | 17.11 | 0 | 47.83 | 31.17 | 12285 |  | 2798 | 79.64 |  |  |  | 0
Prairie View Gas Recovery | I-3 | Biomass | Internal Combustion | Operating | 0.4 | 0.4 | 102688.01 | 24.33 | 7.22 | 17.11 | 17.11 | 0 | 47.83 | 31.17 | 12285 |  | 2798 | 79.64 |  |  |  | 0
Prairie View Gas Recovery | I-4 | Biomass | Internal Combustion | Operating | 0.4 | 0.4 | 102688.41 | 24.33 | 7.22 | 17.11 | 17.11 | 0 | 47.83 | 31.17 | 12285 |  | 2798 | 79.64 |  |  |  | 0
Prairie View Gas Recovery | II-1 | Biomass | Internal Combustion | Operating | 0.4 | 0.4 | 102688.81 | 24.33 | 7.22 | 17.11 | 17.11 | 0 | 47.83 | 31.17 | 12285 |  | 2798 | 79.64 |  |  |  | 0
Prairie View Gas Recovery | II-2 | Biomass | Internal Combustion | Operating | 0.4 | 0.4 | 102689.21 | 24.33 | 7.22 | 17.11 | 17.11 | 0 | 47.83 | 31.17 | 12285 |  | 2798 | 79.64 |  |  |  | 0
Prairie View Gas Recovery | II-3 | Biomass | Internal Combustion | Operating | 0.4 | 0.4 | 102689.61 | 24.33 | 7.22 | 17.11 | 17.11 | 0 | 47.83 | 31.17 | 12285 |  | 2798 | 79.64 |  |  |  | 0
Prairie View Gas Recovery | II-4 | Biomass | Internal Combustion | Operating | 0.4 | 0.4 | 102690.01 | 24.33 | 7.22 | 17.11 | 17.11 | 0 | 47.83 | 31.17 | 12285 |  | 2798 | 79.64 |  |  |  | 0
Scrubgrass | GEN1 | Coal | Steam Turbine | Operating | 83.5 | 83.5 | 102773.51 | 24.41 | 18.26 | 6.15 | 6.15 | 0 | 20.38 |  | 13589 |  |  |  | 0.1488 | 0.3037 | 212.8388 | 1
H.L. Spurlock | 4 | Coal | Steam Turbine | Operating | 268 | 268 | 103041.51 | 24.44 | 22.12 | 2.32 | 2.32 | 0 | 28.05 | 28.47 | 9823 | 18296552 | 1862623 | 79.12 | 0.0587 | 0.1012 | 205.1997 | 0
Mahoning Creek | 8107 | Water | Hydro | Operating | 6.7 | 6.7 | 103048.21 | 24.51 | 0 | 24.51 | 24.51 | 0 | 8.43 | [8 empty] | 0
H.L. Spurlock | 3 | Coal | Steam Turbine | Operating | 268 | 268 | 103316.21 | 24.55 | 22.23 | 2.32 | 2.32 | 0 | 28.05 | 28.86 | 9872 | 17213405 | 1743725 | 74.07 | 0.0598 | 0.1393 | 205.2001 | 0
John E. Amos | 2 | Coal | Steam Turbine | Operating | 800 | 800 | 104116.21 | 24.55 | 21.67 | 2.87 | 2.86 | 0.01 | 24.87 | 29.11 | 9924 | 43293315 | 4362481 | 62.08 | 0.0736 | 0.053 | 205.2 | 0
John E. Amos | 1 | Coal | Steam Turbine | Operating | 800 | 800 | 104916.21 | 24.6 | 21.72 | 2.87 | 2.86 | 0.01 | 24.87 | 29.33 | 9947 | 41768573 | 4199063 | 59.75 | 0.0669 | 0.0581 | 205.2 | 0
Doswell Combined Cycle Facility | GEN1 | Natural Gas | Combined Cycle | Operating | 104.7 | 104.7 | 105020.91 | 24.64 | 23.66 | 0.98 | 0.98 | 0 | 11.05 | 26.27 | 8266 | 8142254 | 708207 | 66.09 | 0.0356 | 0.0007 | 118.4 | 0
Doswell Combined Cycle Facility | GEN2 | Natural Gas | Combined Cycle | Operating | 104.7 | 104.7 | 105125.61 | 24.64 | 23.66 | 0.98 | 0.98 | 0 | 11.05 | 26.31 | 8266 | 8109795 | 694303 | 64.79 | 0.036 | 0.0007 | 118.4 | 0
Doswell Combined Cycle Facility | GEN3 | Natural Gas | Combined Cycle | Operating | 123 | 123 | 105248.61 | 24.64 | 23.66 | 0.98 | 0.98 | 0 | 11.05 | 26.26 | 8266 | 2108936 | 839023 | 72.36 | 0.0361 | 0.0007 | 118.4 | 0
Doswell Combined Cycle Facility | GEN4 | Natural Gas | Combined Cycle | Operating | 104.7 | 104.7 | 105353.31 | 24.64 | 23.66 | 0.98 | 0.98 | 0 | 11.05 | 26.35 | 8266 | 7897612 | 678148 | 63.28 | 0.0361 | 0.0006 | 118.4 | 0
Doswell Combined Cycle Facility | GEN5 | Natural Gas | Combined Cycle | Operating | 104.7 | 104.7 | 105458.01 | 24.64 | 23.66 | 0.98 | 0.98 | 0 | 11.05 | 26.57 | 8266 | 7253778 | 598280 | 55.83 | 0.0369 | 0.0007 | 118.4 | 0
Doswell Combined Cycle Facility | GEN6 | Natural Gas | Combined Cycle | Operating | 123 | 123 | 105581.01 | 24.64 | 23.66 | 0.98 | 0.98 | 0 | 11.05 | 26.41 | 8266 | 1932282 | 770234 | 66.43 | 0.0361 | 0.0007 | 118.4 | 0
Newark Bay Cogeneration | GEN1 | Natural Gas | Combined Cycle | Operating | 42 | 42 | 105623.01 | 24.65 | 21.36 | 3.3 | 3.3 | 0 | 21.72 |  | 8873 |  |  |  | 0.0207 | 0.0006 | 118.8564 | 1
Newark Bay Cogeneration | GEN2 | Natural Gas | Combined Cycle | Operating | 42 | 42 | 105665.01 | 24.65 | 21.36 | 3.3 | 3.3 | 0 | 21.72 |  | 8873 |  |  |  | 0.0193 | 0.0006 | 118.8582 | 1
Newark Bay Cogeneration | GEN3 | Natural Gas | Combined Cycle | Operating | 36.2 | 36.2 | 105701.21 | 24.65 | 21.36 | 3.3 | 3.3 | 0 | 21.72 |  | 8873 |  |  |  | 0.02 | 0.0006 | 118.8573 | 1
Burlington GT | 123 | Natural Gas | Combustion Turbine | Operating | 42 | 42 | 105743.21 | 24.71 | 20.69 | 4.02 | 4.02 | 0 | 3.45 | 34.53 | 10430 | 154088 | 14773 | 4 | 0.0921 | 0.0006 | 119.1188 | 0
John E. Amos | 3 | Coal | Steam Turbine | Operating | 1300 | 1300 | 107043.21 | 24.73 | 21.86 | 2.87 | 2.86 | 0.01 | 24.87 | 30.36 | 10011 | 57557651 | 5749718 | 50.35 | 0.1085 | 0.096 | 205.1999 | 0
Fort Martin | 1 | Coal | Steam Turbine | Operating | 552 | 552 | 107595.21 | 24.78 | 23.54 | 1.23 | 1.14 | 0.09 | 34.6 | 29.93 | 10358 | 38400022 | 3707307 | 76.46 | 0.3035 | 0.0917 | 209.76 | 0
Virginia Tech Power Plant | WG01 | Coal | Steam Turbine | Operating | 2.5 | 2.5 | 107597.71 | 24.86 | 22.28 | 2.58 | 2.58 | 0 | 27.31 |  | 11373 |  |  |  | 0.199 | 0.48 | 205.84 | 1
NIH Cogeneration Facility | CGTG | Natural Gas | Combustion Turbine | Operating | 21.3 | 21.3 | 107619.01 | 25 | 23.57 | 1.44 | 1.44 | 0 | 4.66 |  | 12043 |  |  |  | 0.059 | 0.002 | 119.31 | 1
Kearny GT | N122 | Natural Gas | Combustion Turbine | Operating | 44.5 | 44.5 | 107663.51 | 25.02 | 23.2 | 1.82 | 1.82 | 0 | 3.2 | 28.28 | 9540 | 417633 | 43778 | 11.2 | 0.0879 | 0.0006 | 119.2779 | 0
Harrison | 1 | Coal | Steam Turbine | Operating | 652 | 652 | 108315.51 | 25.08 | 23.87 | 1.21 | 1.16 | 0.05 | 19.52 | 27.72 | 10083 | 48692265 | 4829079 | 83.05 | 0.144 | 0.132 | 205.1999 | 0
Burlington GT | 121 | Natural Gas | Combustion Turbine | Operating | 42 | 42 | 108357.51 | 25.14 | 21.12 | 4.02 | 4.02 | 0 | 3.45 | 33.54 | 10647 | 183945 | 17276 | 4.68 | 0.0899 | 0.0005 | 119.058 | 0
Miami Fort | 7 | Coal | Steam Turbine | Operating | 510 | 510 | 108867.51 | 25.15 | 23.78 | 1.37 | 1.37 | 0 | 39.29 | 31.06 | 10544 | 35749418 | 3390513 | 75.68 | 0.1312 | 0.3227 | 205.1996 | 0
Conemaugh | 2 | Coal | Steam Turbine | Operating | 850 | 850 | 109717.51 | 25.16 | 22.56 | 2.6 | 2.6 | 0 | 28.11 | 30.76 | 9830 | 41906656 | 4263102 | 57.1 | 0.2086 | 0.0828 | 204.1031 | 0
W.H. Sammis | 7 | Coal | Steam Turbine | Operating | 600 | 600 | 110317.51 | 25.17 | 21.64 | 3.53 | 3.53 | 0 | 28.14 | 31.94 | 11099 | 27693446 | 2495070 | 47.34 | 0.0935 | 0.0824 | 209.76 | 0
Dickerson CT | GT1 | Petroleum Products | Combustion Turbine | Operating | 18 | 18 | 110335.51 | 25.19 | 22.89 | 2.3 | 2.3 | 0 | 3.63 | 29.16 | 12959 | 213212 | 16453 | 10.41 | 0.1039 | 0.0022 | 118.7165 | 0
Dickerson CT | GT2 | Natural Gas | Combustion Turbine | Operating | 147 | 147 | 110482.51 | 25.19 | 22.89 | 2.3 | 2.3 | 0 | 3.63 | 28.69 | 12959 | 1978134 | 152644 | 10.41 | 0.1075 | 0.001 | 119.0584 | 0
Dickerson CT | GT3 | Natural Gas | Combustion Turbine | Operating | 147 | 147 | 110629.51 | 25.19 | 22.89 | 2.3 | 2.3 | 0 | 3.63 | 28.69 | 12959 | 1978134 | 152644 | 10.41 | 0.1006 | 0.0033 | 118.3948 | 0
Newman & Company Inc. | 1 | Natural Gas | Steam Turbine | Operating | 1.8 | 1.8 | 110631.31 | 25.19 | 22.26 | 2.93 | 2.93 | 0 | 11.17 |  | 11374 |  |  |  | 0.153 | 0.029 | 120.44 | 1
Central Utility CC Plant at White Oak | G12 | Natural Gas | Combined Cycle | Operating | 5 | 5 | 110636.31 | 25.32 | 22.89 | 2.42 | 2.42 | 0 | 12.56 |  | 11699 |  |  |  | 0.02 | 0.001 | 118.4 | 1
Central Utility CC Plant at White Oak | G7 | Natural Gas | Combined Cycle | Operating | 7.5 | 7.5 | 110643.81 | 25.32 | 22.89 | 2.42 | 2.42 | 0 | 12.56 |  | 11699 |  |  |  | 0.02 | 0.001 | 118.4 | 1
Central Utility CC Plant at White Oak | G8 | Natural Gas | Combined Cycle | Operating | 7.5 | 7.5 | 110651.31 | 25.32 | 22.89 | 2.42 | 2.42 | 0 | 12.56 |  | 11699 |  |  |  | 0.02 | 0.001 | 118.4 | 1
Mitchell (WV) | 2 | Coal | Steam Turbine | Operating | 790 | 790 | 111441.31 | 25.36 | 22.6 | 2.76 | 2.71 | 0.05 | 26.65 | 30.41 | 9828 | 40909653 | 4162369 | 59.98 | 0.0855 | 0.0931 | 205.1999 | 0
Joliet 29 | 8 | Natural Gas | Steam Turbine | Operating | 518 | 518 | 111959.31 | 25.41 | 22.45 | 2.96 | 2.96 | 0 | 10.63 | 34.92 | 11367 | 6587785 | 579530 | 12.64 | 0.0873 | 0.321 | 184.9348 | 0
Ashtabula CC | 1 | Natural Gas | Combined Cycle | Operating | 4.4 | 4.4 | 111963.71 | 25.42 | 19.33 | 6.09 | 6.09 | 0 | 26.37 |  | 6995 |  |  |  | 0.02 | 0.001 | 118.4 | 1
Ashtabula CC | 2 | Natural Gas | Combined Cycle | Operating | 4.4 | 4.4 | 111968.11 | 25.42 | 19.33 | 6.09 | 6.09 | 0 | 26.37 |  | 6995 |  |  |  | 0.02 | 0.001 | 118.4 | 1
Ashtabula CC | 3 | Natural Gas | Combined Cycle | Operating | 4.4 | 4.4 | 111972.51 | 25.42 | 19.33 | 6.09 | 6.09 | 0 | 26.37 |  | 6995 |  |  |  | 0.02 | 0.001 | 118.4 | 1
Ashtabula CC | 4 | Natural Gas | Combined Cycle | Operating | 4.4 | 4.4 | 111976.91 | 25.42 | 19.33 | 6.09 | 6.09 | 0 | 26.37 |  | 6995 |  |  |  | 0.02 | 0.001 | 118.4 | 1
Ashtabula CC | 5 | Natural Gas | Combined Cycle | Operating | 4.4 | 4.4 | 111981.31 | 25.42 | 19.33 | 6.09 | 6.09 | 0 | 26.37 |  | 6995 |  |  |  | 0.02 | 0.001 | 118.4 | 1
Ashtabula CC | 6 | Natural Gas | Combined Cycle | Operating | 0.7 | 0.7 | 111982.01 | 25.42 | 19.33 | 6.09 | 6.09 | 0 | 26.37 |  | 6995 |  |  |  | 0.02 | 0.001 | 118.4 | 1
Ashtabula CC | 7 | Natural Gas | Combined Cycle | Operating | 0.7 | 0.7 | 111982.71 | 25.42 | 19.33 | 6.09 | 6.09 | 0 | 26.37 |  | 6995 |  |  |  | 0.02 | 0.001 | 118.4 | 1
Harrison | 3 | Coal | Steam Turbine | Operating | 651 | 651 | 112633.71 | 25.44 | 24.23 | 1.21 | 1.16 | 0.05 | 19.52 | 28.18 | 10236 | 47561986 | 4646486 | 80.03 | 0.1838 | 0.1055 | 205.2 | 0
Harrison | 2 | Coal | Steam Turbine | Operating | 651 | 651 | 113284.71 | 25.45 | 24.23 | 1.21 | 1.16 | 0.05 | 19.52 | 29.17 | 10238 | 34958468 | 3414607 | 58.81 | 0.2422 | 0.1674 | 205.1999 | 0
Mottville | 1 | Water | Hydro | Operating | 0.4 | 0.4 | 113285.11 | 25.48 | 0 | 25.48 | 25.48 | 0 | 126.28 | 59.59 |  |  | 1481 | 42.14 |  |  |  | 0
Mottville | 2 | Water | Hydro | Operating | 0.4 | 0.4 | 113285.51 | 25.48 | 0 | 25.48 | 25.48 | 0 | 126.28 | 59.59 |  |  | 1481 | 42.14 |  |  |  | 0
Mottville | 3 | Water | Hydro | Operating | 0.4 | 0.4 | 113285.91 | 25.48 | 0 | 25.48 | 25.48 | 0 | 126.28 | 59.59 |  |  | 1481 | 42.14 |  |  |  | 0
Mottville | 4 | Water | Hydro | Operating | 0.4 | 0.4 | 113286.31 | 25.48 | 0 | 25.48 | 25.48 | 0 | 126.28 | 59.59 |  |  | 1481 | 42.14 |  |  |  | 0
Keystone | 1 | Coal | Steam Turbine | Operating | 850 | 850 | 114136.31 | 25.5 | 23.09 | 2.42 | 2.42 | 0 | 28.06 | 30.1 | 10165 | 52677894 | 5182256 | 69.41 | 0.2475 | 0.4304 | 205.1999 | 0
Kearny GT | N121 | Natural Gas | Combustion Turbine | Operating | 44.5 | 44.5 | 114180.81 | 25.52 | 23.7 | 1.82 | 1.82 | 0 | 3.2 | 29.26 | 9745 | 371529 | 38127 | 9.75 | 0.096 | 0.0008 | 119.5804 | 0
Seward Waste Coal | FB1 | Coal | Steam Turbine | Operating | 521 | 521 | 114701.81 | 25.52 | 22.92 | 2.6 | 2.6 | 0 | 28.22 | 30.78 | 10624 | 29719155 | 2797312 | 61.12 | 0.1143 | 0.4783 | 205.0336 | 0
Conemaugh | 1 | Coal | Steam Turbine | Operating | 850 | 850 | 115551.81 | 25.53 | 22.92 | 2.6 | 2.6 | 0 | 28.11 | 30.35 | 9990 | 49510290 | 4955845 | 66.38 | 0.2587 | 0.0724 | 204.9148 | 0
Princeton University Cogen Plant | GT1 | Natural Gas | Combustion Turbine | Operating | 15.5 | 15.5 | 115567.31 | 25.53 | 24.09 | 1.44 | 1.44 | 0 | 6.94 |  | 12310 |  |  |  | 0.059 | 0.002 | 119.31 | 1
Killen Station | 2 | Coal | Steam Turbine | Operating | 600 | 600 | 116167.31 | 25.54 | 21.25 | 4.29 | 4.29 | 0 | 43.33 | 33.26 | 10678 | 35936489 | 3365401 | 63.85 | 0.3367 | 0.5628 | 205.0817 | 0
Ocean Peaking Power | OPP4 | Natural Gas | Combustion Turbine | Operating | 162.8 | 162.8 | 116330.11 | 25.56 | 23.45 | 2.12 | 2.12 | 0 | 3.21 | 28.47 | 10375 | 1859315 | 179220 | 10.87 | 0.0314 | 0.0006 | 118.8574 | 0
Trimble County | 1 | Coal | Steam Turbine | Operating | 63.88 | 63.88 | 116393.99 | 25.56 | 22.19 | 3.36 | 3.36 | 0 | 32.95 | 30.28 | 10564 | 4707299 | 445616 | 79.42 | 0.1109 | 0.1296 | 205.2005 | 0
Van Erk Dairy IC (Cogen) | 49632 | Biomass | Internal Combustion | Operating | 0.5 | 0.5 | 116394.49 | 25.56 | 19.43 | 6.13 | 6.13 | 0 | 23.96 |  | 11075 | [6 empty] | 1
Keystone | 2 | Coal | Steam Turbine | Operating | 850 | 850 | 117244.49 | 25.59 | 23.18 | 2.42 | 2.42 | 0 | 28.06 | 30.33 | 10206 | 51364905 | 5032900 | 67.41 | 0.2598 | 0.4182 | 205.2001 | 0
Bear Garden | 1A | Natural Gas | Combined Cycle | Operating | 165 | 165 | 117409.49 | 25.6 | 24.16 | 1.45 | 1.45 | 0 | 15.41 | 27.63 | 6805 | 24594607 | 1254894 | 78.93 | 0.0075 | 0.0006 | 118.9138 | 0
Bear Garden | 1B | Natural Gas | Combined Cycle | Operating | 170 | 170 | 117579.49 | 25.6 | 24.16 | 1.45 | 1.45 | 0 | 15.41 | 28.49 | 6805 | 0 | 908315 | 55.3 | 0.0077 | 0.0006 | 118.9336 | 0
Bear Garden | 1C | Natural Gas | Combined Cycle | Operating | 254 | 254 | 117833.49 | 25.6 | 24.16 | 1.45 | 1.45 | 0 | 15.41 | 28.3 | 6805 | 0 | 1451181 | 65.04 | 0.0076 | 0.0006 | 118.9233 | 0
Ocean Peaking Power | OPP3 | Natural Gas | Combustion Turbine | Operating | 162.8 | 162.8 | 117996.29 | 25.66 | 23.55 | 2.12 | 2.12 | 0 | 3.21 | 28.63 | 10420 | 1833636 | 175972 | 10.67 | 0.0332 | 0.0006 | 118.8559 | 0
Possum Point CC | 6A | Natural Gas | Combined Cycle | Operating | 148.5 | 148.5 | 118144.79 | 25.74 | 24.2 | 1.54 | 1.54 | 0 | 12.65 | 27.7 | 7205 | 24274123 | 956299 | 61.68 | 0.0108 | 0.0006 | 118.8691 | 0
Possum Point CC | 6B | Natural Gas | Combined Cycle | Operating | 148.5 | 148.5 | 118293.29 | 25.74 | 24.2 | 1.54 | 1.54 | 0 | 12.65 | 27.7 | 7205 | 0 | 956299 | 61.68 | 0.0108 | 0.0006 | 118.8644 | 0
Possum Point CC | 6ST | Natural Gas | Combined Cycle | Operating | 262 | 262 | 118555.29 | 25.74 | 24.2 | 1.54 | 1.54 | 0 | 12.65 | 28.01 | 7205 | 1425 | 1456434 | 63.28 | 0.0108 | 0.0006 | 118.8667 | 0
Earthmovers Landfill Gas Plant | 1 | Biomass | Internal Combustion | Operating | 0.4 | 0.4 | 118555.69 | 25.78 | 8.68 | 17.11 | 17.11 | 0 | 196.04 | 50.68 | 12285 |  | 3150 | 89.64 |  |  |  | 0
Earthmovers Landfill Gas Plant | 2 | Biomass | Internal Combustion | Operating | 0.4 | 0.4 | 118556.09 | 25.78 | 8.68 | 17.11 | 17.11 | 0 | 196.04 | 50.68 | 12285 |  | 3150 | 89.64 |  |  |  | 0
Earthmovers Landfill Gas Plant | 3 | Biomass | Internal Combustion | Operating | 0.4 | 0.4 | 118556.49 | 25.78 | 8.68 | 17.11 | 17.11 | 0 | 196.04 | 50.68 | 12285 |  | 3150 | 89.64 |  |  |  | 0
Earthmovers Landfill Gas Plant | 4 | Biomass | Internal Combustion | Operating | 0.4 | 0.4 | 118556.89 | 25.78 | 8.68 | 17.11 | 17.11 | 0 | 196.04 | 50.68 | 12285 |  | 3150 | 89.64 |  |  |  | 0
Earthmovers Landfill Gas Plant | 5 | Biomass | Internal Combustion | Operating | 0.4 | 0.4 | 118557.29 | 25.78 | 8.68 | 17.11 | 17.11 | 0 | 196.04 | 50.68 | 12285 |  | 3150 | 89.64 |  |  |  | 0
Earthmovers Landfill Gas Plant | 6 | Biomass | Internal Combustion | Operating | 0.4 | 0.4 | 118557.69 | 25.78 | 8.68 | 17.11 | 17.11 | 0 | 196.04 | 50.68 | 12285 |  | 3150 | 89.64 |  |  |  | 0
McKee Run | 1 | Natural Gas | Steam Turbine | Retired | 17 | 17 | 118574.69 | 25.83 | 22.9 | 2.93 | 2.93 | 0 | 11.17 |  | 11700 |  |  |  | 0.286 | 0.0008 | 121.6164 | 0
Kankakee Hydroelectric Facility | 1 | Water | Hydro | Operating | 0.4 | 0.4 | 118575.09 | 25.89 | 0 | 25.89 | 25.89 | 0 | 84.79 | [8 empty] | 0
Kankakee Hydroelectric Facility | 2 | Water | Hydro | Operating | 0.4 | 0.4 | 118575.49 | 25.89 | 0 | 25.89 | 25.89 | 0 | 84.79 | [8 empty] | 0
Kankakee Hydroelectric Facility | 3 | Water | Hydro | Operating | 0.4 | 0.4 | 118575.89 | 25.89 | 0 | 25.89 | 25.89 | 0 | 84.79 | [8 empty] | 0
MTF CHP Plant (ACI Energy Partners) | GEN1 | Natural Gas | Combustion Turbine | Out of Service | 7.2 | 7.2 | 118583.09 | 26.07 | 22.26 | 3.81 | 3.81 | 0 | 4.97 |  | 11374 |  |  |  | 0.059 | 0.002 | 119.31 | 1
East Bend | 2 | Coal | Steam Turbine | Operating | 600 | 600 | 119183.09 | 26.13 | 22.29 | 3.84 | 3.84 | 0 | 37.69 | 32.3 | 10913 | 40021617 | 3667297 | 69.58 | 0.1691 | 0.1291 | 205.2001 | 0
Bucknell University | G001 | Natural Gas | Combined Cycle | Operating | 4.3 | 4.3 | 119187.39 | 26.16 | 17.94 | 8.22 | 8.22 | 0 | 26.37 |  | 10642 |  |  |  | 0.02 | 0.001 | 118.4 | 1
Bucknell University | G502 | Natural Gas | Combined Cycle | Operating | 0.5 | 0.5 | 119187.89 | 26.16 | 17.94 | 8.22 | 8.22 | 0 | 26.37 |  | 10642 |  |  |  | 0.02 | 0.001 | 118.4 | 1
W.H. Sammis | 1 | Coal | Steam Turbine | Operating | 180 | 180 | 119367.89 | 26.34 | 22.8 | 3.53 | 3.53 | 0 | 28.14 | 38.56 | 11698 | 4848606 | 414490 | 26.22 | 0.2174 | 0.4018 | 209.7626 | 0
Homer City | 3 | Coal | Steam Turbine | Operating | 650.5 | 650.5 | 120018.39 | 26.35 | 22.67 | 3.68 | 3.68 | 0 | 28.17 | 34.2 | 10252 | 23932944 | 2334496 | 40.78 | 0.3231 | 0.2699 | 205.2001 | 0
Rockport | 2 | Coal | Steam Turbine | Operating | 1300 | 1300 | 121318.39 | 26.41 | 22.33 | 4.08 | 3.93 | 0.15 | 65.6 | 39.96 | 10158 | 63958966 | 6296167 | 55.14 | 0.2134 | 0.4034 | 209.7602 | 0
Hopewell Cogeneration | GT1 | Natural Gas | Combined Cycle | Operating | 84.1 | 84.1 | 121402.49 | 26.48 | 24.15 | 2.33 | 2.33 | 0 | 13.54 | 30.83 | 8440 | 2972020 | 261748 | 29.5 | 0.1006 | 0.001 | 119.0417 | 1
Hopewell Cogeneration | GT2 | Natural Gas | Combined Cycle | Operating | 84.1 | 84.1 | 121486.59 | 26.48 | 24.15 | 2.33 | 2.33 | 0 | 13.54 | 29.97 | 8440 | 3639975 | 326589 | 36.81 | 0.1076 | 0.0007 | 118.9045 | 1
Hopewell Cogeneration | GT3 | Natural Gas | Combined Cycle | Operating | 84.1 | 84.1 | 121570.69 | 26.48 | 24.15 | 2.33 | 2.33 | 0 | 13.54 | 30.14 | 8440 | 3517161 | 310841 | 35.04 | 0.0941 | 0.0008 | 118.944 | 1
Hopewell Cogeneration | ST1 | Natural Gas | Combined Cycle | Operating | 96 | 96 | 121666.69 | 26.48 | 24.15 | 2.33 | 2.33 | 0 | 13.54 | 30.8 | 8440 | 0 | 300930 | 35.69 | 0.1009 | 0.0008 | 118.9587 | 1
Constantine | 1 | Water | Hydro | Operating | 0.3 | 0.3 | 121666.99 | 26.52 | 0 | 26.52 | 26.52 | 0 | 81.67 | 44.54 |  |  | 1360 | 51.6 |  |  |  | 0
Constantine | 2 | Water | Hydro | Operating | 0.3 | 0.3 | 121667.29 | 26.52 | 0 | 26.52 | 26.52 | 0 | 81.67 | 44.54 |  |  | 1360 | 51.6 |  |  |  | 0
Constantine | 3 | Water | Hydro | Operating | 0.3 | 0.3 | 121667.59 | 26.52 | 0 | 26.52 | 26.52 | 0 | 81.67 | 44.54 |  |  | 1360 | 51.6 |  |  |  | 0
Constantine | 4 | Water | Hydro | Operating | 0.3 | 0.3 | 121667.89 | 26.52 | 0 | 26.52 | 26.52 | 0 | 81.67 | 44.54 |  |  | 1360 | 51.6 |  |  |  | 0
Kearny GT | 133 | Natural Gas | Combustion Turbine | Operating | 44.5 | 44.5 | 121712.39 | 26.62 | 24.8 | 1.82 | 1.82 | 0 | 3.2 | 29 | 10196 | 608991 | 59728 | 15.28 | 0.0082 | 0.0006 | 118.8608 | 0
Kearny GT | 141 | Natural Gas | Combustion Turbine | Operating | 44.5 | 44.5 | 121756.89 | 26.65 | 24.83 | 1.82 | 1.82 | 0 | 3.2 | 28.5 | 10209 | 787895 | 77173 | 19.74 | 0.0078 | 0.0007 | 118.8587 | 0
Kearny GT | 134 | Natural Gas | Combustion Turbine | Operating | 44.5 | 44.5 | 121801.39 | 26.67 | 24.85 | 1.82 | 1.82 | 0 | 3.2 | 29 | 10217 | 624257 | 61097 | 15.63 | 0.0074 | 0.0007 | 118.8584 | 0
Kearny GT | N124 | Natural Gas | Combustion Turbine | Operating | 44.5 | 44.5 | 121845.89 | 26.7 | 24.88 | 1.82 | 1.82 | 0 | 3.2 | 29.89 | 10229 | 456415 | 44618 | 11.41 | 0.0891 | 0.0007 | 119.2693 | 0
Rockport | 1 | Coal | Steam Turbine | Operating | 1300 | 1300 | 123145.89 | 26.72 | 22.64 | 4.08 | 3.93 | 0.15 | 65.6 | 42.93 | 10301 | 54201802 | 5261703 | 46.08 | 0.2216 | 0.4182 | 209.76 | 0
Kearny GT | 142 | Natural Gas | Combustion Turbine | Operating | 44.5 | 44.5 | 123190.39 | 26.73 | 24.91 | 1.82 | 1.82 | 0 | 3.2 | 28.52 | 10242 | 812583 | 79341 | 20.3 | 0.008 | 0.0007 | 118.854 | 0
Emporia | GEN1 | Water | Hydro | Operating | 2 | 2 | 123192.39 | 26.79 | 0 | 26.79 | 26.79 | 0 | 51.87 | [8 empty] | 0
Emporia | GEN2 | Water | Hydro | Operating | 0.5 | 0.5 | 123192.89 | 26.79 | 0 | 26.79 | 26.79 | 0 | 51.87 | [8 empty] | 0
Bellemeade Power Station | 1 | Natural Gas | Combined Cycle | Operating | 95 | 95 | 123287.89 | 26.89 | 23.51 | 3.38 | 3.38 | 0 | 18.62 | 31.44 | 8742 | 8188122 | 388595 | 46.57 | 0.0263 | 0.0007 | 118.8967 | 0
Bellemeade Power Station | 2 | Natural Gas | Combined Cycle | Operating | 95 | 95 | 123382.89 | 26.89 | 23.51 | 3.38 | 3.38 | 0 | 18.62 | 33.35 | 8742 | 0 | 274006 | 32.84 | 0.0262 | 0.0006 | 118.8759 | 0
Bellemeade Power Station | 3 | Natural Gas | Combined Cycle | Operating | 77 | 77 | 123459.89 | 26.89 | 23.51 | 3.38 | 3.38 | 0 | 18.62 | 32.12 | 8742 | 0 | 274006 | 40.51 | 0.0263 | 0.0007 | 118.886 | 0
Mitchell (WV) | 1 | Coal | Steam Turbine | Operating | 770 | 770 | 124229.89 | 26.94 | 24.18 | 2.76 | 2.71 | 0.05 | 26.65 | 32.77 | 10517 | 37034389 | 3521377 | 52.06 | 0.0877 | 0.0911 | 204.7689 | 0
Martins Creek 3 and 4 | 4 | Natural Gas | Steam Turbine | Operating | 850 | 850 | 125079.89 | 27.02 | 25.21 | 1.81 | 1.81 | 0 | 9.83 | 30.85 | 11030 | 24034474 | 2179009 | 28.57 | 0.1765 | 0.0048 | 120.0297 | 0
H.L. Spurlock | 1 | Coal | Steam Turbine | Operating | 300 | 300 | 125379.89 | 27.03 | 24.71 | 2.32 | 2.32 | 0 | 28.05 | 31.53 | 10975 | 20520245 | 1869799 | 70.95 | 0.0891 | 0.1053 | 205.1999 | 0
Baltimore | GEN2 | Natural Gas | Steam Turbine | Operating | 2.5 | 2.5 | 125382.39 | 27.05 | 24.12 | 2.93 | 2.93 | 0 | 11.17 |  | 12323 |  |  |  | 0.153 | 0.029 | 120.44 | 1
Kearny GT | 132 | Natural Gas | Combustion Turbine | Operating | 44.5 | 44.5 | 125426.89 | 27.05 | 25.23 | 1.82 | 1.82 | 0 | 3.2 | 29.38 | 10373 | 634602 | 61177 | 15.65 | 0.0084 | 0.0007 | 118.8444 | 0
Homer City | 2 | Coal | Steam Turbine | Operating | 617.5 | 617.5 | 126044.39 | 27.1 | 23.42 | 3.68 | 3.68 | 0 | 28.17 | 36.08 | 10587 | 20503995 | 1936644 | 35.34 | 0.3569 | 1.4514 | 205.2005 | 0
Archbald Power Station | Gen2 | Natural Gas | Combustion Turbine | Operating | 43.7 | 43.7 | 126088.09 | 27.16 | 25.73 | 1.44 | 1.44 | 0 | 3.86 |  | 11384 |  |  |  | 0.0764 | 0.0006 | 118.8703 | 0
Martins Creek 3 and 4 | 3 | Natural Gas | Steam Turbine | Operating | 850 | 850 | 126938.09 | 27.28 | 25.47 | 1.81 | 1.81 | 0 | 9.83 | 31.02 | 11143 | 24842915 | 2229467 | 29.46 | 0.1623 | 0.0051 | 119.2338 | 0
Homer City | 1 | Coal | Steam Turbine | Operating | 624.5 | 624.5 | 127562.59 | 27.36 | 23.68 | 3.68 | 3.68 | 0 | 28.17 | 34.83 | 10709 | 25239145 | 2356923 | 42.9 | 0.2964 | 0.2009 | 205.1999 | 0
Paulsboro Refinery | GEN1 | Natural Gas | Combined Cycle | Operating | 27 | 27 | 127589.59 | 27.38 | 22.84 | 4.54 | 4.54 | 0 | 26.37 |  | 11671 |  |  |  | 0.02 | 0.001 | 118.4 | 1
Paulsboro Refinery | GEN2 | Natural Gas | Combined Cycle | Operating | 15 | 15 | 127604.59 | 27.38 | 22.84 | 4.54 | 4.54 | 0 | 26.37 |  | 11671 |  |  |  | 0.02 | 0.001 | 118.4 | 1
Paulsboro Refinery | GEN3 | Natural Gas | Combined Cycle | Operating | 15 | 15 | 127619.59 | 27.38 | 22.84 | 4.54 | 4.54 | 0 | 26.37 |  | 11671 |  |  |  | 0.02 | 0.001 | 118.4 | 1
Warrior Run Cogeneration | GEN1 | Coal | Steam Turbine | Operating | 180 | 180 | 127799.59 | 27.38 | 24.5 | 2.87 | 2.87 | 0 | 26.42 | 32.2 | 10857 | 10693562 | 984976 | 62.3 | 0.0613 | 0.1532 | 205.1325 | 1
H.L. Spurlock | 2 | Coal | Steam Turbine | Operating | 510 | 510 | 128309.59 | 27.39 | 25.07 | 2.32 | 2.32 | 0 | 28.05 | 32.02 | 11133 | 34342911 | 3084841 | 68.86 | 0.0912 | 0.0956 | 205.2001 | 0
Kearny GT | 131 | Natural Gas | Combustion Turbine | Operating | 44.5 | 44.5 | 128354.09 | 27.39 | 25.57 | 1.82 | 1.82 | 0 | 3.2 | 29.88 | 10512 | 599475 | 57026 | 14.59 | 0.0085 | 0.0007 | 118.8472 | 0
Handsome Lake Energy | GT05 | Natural Gas | Combustion Turbine | Operating | 53.5 | 53.5 | 128407.59 | 27.41 | 24.53 | 2.88 | 2.88 | 0 | 3.29 | 47.94 | 14403 | 123630 | 8584 | 1.83 | 0.1651 | 0.0007 | 117.8617 | 0
Kearny GT | N123 | Natural Gas | Combustion Turbine | Operating | 44.5 | 44.5 | 128452.09 | 27.49 | 25.67 | 1.82 | 1.82 | 0 | 3.2 | 31.5 | 10554 | 374864 | 35520 | 9.09 | 0.0918 | 0.0007 | 119.2847 | 0
W.H. Sammis | 2 | Coal | Steam Turbine | Operating | 180 | 180 | 128632.09 | 27.58 | 24.05 | 3.53 | 3.53 | 0 | 28.14 | 43.24 | 12336 | 3990790 | 323502 | 20.46 | 0.2191 | 0.4102 | 209.7603 | 0
Edge Moor 3-4 | 4 | Natural Gas | Steam Turbine | Operating | 174 | 174 | 128806.09 | 27.61 | 20.83 | 6.78 | 6.78 | 0 | 16.72 | 38.03 | 10645 | 2972844 | 279267 | 18.27 | 0.0642 | 0.0006 | 118.5593 | 1
York Cogeneration | GT#1 | Natural Gas | Combined Cycle | Operating | 7.35 | 7.35 | 128813.44 | 27.61 | 19.39 | 8.22 | 8.22 | 0 | 26.37 |  | 9907 |  |  |  | 0.02 | 0.001 | 118.4 | 1
York Cogeneration | GT#2 | Natural Gas | Combined Cycle | Operating | 7.35 | 7.35 | 128820.79 | 27.61 | 19.39 | 8.22 | 8.22 | 0 | 26.37 |  | 9907 |  |  |  | 0.02 | 0.001 | 118.4 | 1
York Cogeneration | GT#5 | Natural Gas | Combined Cycle | Operating | 7.35 | 7.35 | 128828.14 | 27.61 | 19.39 | 8.22 | 8.22 | 0 | 26.37 |  | 9907 |  |  |  | 0.02 | 0.001 | 118.4 | 1
York Cogeneration | GT#6 | Natural Gas | Combined Cycle | Operating | 7.35 | 7.35 | 128835.49 | 27.61 | 19.39 | 8.22 | 8.22 | 0 | 26.37 |  | 9907 |  |  |  | 0.02 | 0.001 | 118.4 | 1
York Cogeneration | ST#1 | Natural Gas | Combined Cycle | Operating | 8.41 | 8.41 | 128843.9 | 27.61 | 19.39 | 8.22 | 8.22 | 0 | 26.37 |  | 9907 |  |  |  | 0.02 | 0.001 | 118.4 | 1
York Cogeneration | ST#2 | Natural Gas | Combined Cycle | Operating | 8.41 | 8.41 | 128852.31 | 27.61 | 19.39 | 8.22 | 8.22 | 0 | 26.37 |  | 9907 |  |  |  | 0.02 | 0.001 | 118.4 | 1
Clifty Creek | 5 | Coal | Steam Turbine | Operating | 180.56 | 180.56 | 129032.87 | 27.73 | 24.41 | 3.32 | 3.32 | 0 | 27.46 | 34.38 | 10853 | 8089341 | 745335 | 46 | 0.3907 | 0.1569 | 209.7591 | 0
W.H. Sammis | 4 | Coal | Steam Turbine | Operating | 180 | 180 | 129212.87 | 27.74 | 24.21 | 3.53 | 3.53 | 0 | 28.14 | 43.79 | 12420 | 3920372 | 315640 | 19.96 | 0.2103 | 0.3744 | 209.7601 | 0
Clifty Creek | 2 | Coal | Steam Turbine | Operating | 180.56 | 180.56 | 129393.43 | 27.76 | 24.43 | 3.32 | 3.32 | 0 | 27.46 | 33.53 | 10865 | 9331856 | 858889 | 53.01 | 0.2921 | 0.1716 | 209.7632 | 0
Clifty Creek | 4 | Coal | Steam Turbine | Operating | 180.56 | 180.56 | 129574 | 27.76 | 24.44 | 3.32 | 3.32 | 0 | 27.46 | 34.04 | 10868 | 8575230 | 789031 | 48.7 | 0.404 | 0.157 | 209.7617 | 0
W.H. Zimmer | ST1 | Coal | Steam Turbine | Operating | 1344 | 1344 | 130918 | 27.79 | 23.14 | 4.65 | 4.65 | 0 | 35.87 | 36.63 | 9834 | 53620017 | 5452721 | 46.19 | 0.2129 | 0.3888 | 204.9236 | 0
Delaware City CT | CT1 | Natural Gas | Combustion Turbine | Operating | 65 | 65 | 130983 | 27.82 | 26.39 | 1.44 | 1.44 | 0 | 3.52 | 28.33 | 13483 | 6025682 | 446918 | 70.66 | 0.059 | 0.002 | 119.31 | 1
Delaware City CT | CT2 | Natural Gas | Combustion Turbine | Operating | 65 | 65 | 131048 | 27.82 | 26.39 | 1.44 | 1.44 | 0 | 3.52 | 28.33 | 13483 | 6025682 | 446918 | 70.66 | 0.059 | 0.002 | 119.31 | 1
Clifty Creek | 6 | Coal | Steam Turbine | Operating | 180.56 | 180.56 | 131228.56 | 27.88 | 24.56 | 3.32 | 3.32 | 0 | 27.46 | 34.83 | 10919 | 7788096 | 713250 | 44.02 | 0.4244 | 0.1583 | 209.7604 | 0
W.H. Sammis | 3 | Coal | Steam Turbine | Operating | 180 | 180 | 131408.56 | 27.91 | 24.37 | 3.53 | 3.53 | 0 | 28.14 | 40.81 | 12504 | 4910340 | 392706 | 24.84 | 0.219 | 0.4012 | 209.7627 | 0
Clifty Creek | 3 | Coal | Steam Turbine | Operating | 180.56 | 180.56 | 131589.13 | 27.94 | 24.62 | 3.32 | 3.32 | 0 | 27.46 | 33.88 | 10948 | 9139599 | 834816 | 51.53 | 0.2709 | 0.176 | 209.7606 | 0
Orrville | 9 | Coal | Steam Turbine | Operating | 20 | 20 | 131609.13 | 28.09 | 25.52 | 2.58 | 2.58 | 0 | 27.31 |  | 10932 |  |  |  | 0.199 | 0.48 | 205.84 | 0
Grant Town Cogen | GEN1 | Coal | Steam Turbine | Operating | 80 | 80 | 131689.13 | 28.24 | 25.5 | 2.73 | 2.73 | 0 | 20.66 | 30.69 | 13412 | 9016239 | 672244 | 95.66 | 0.2956 | 0.4808 | 205.2057 | 1
LSP University Park | 5 | Natural Gas | Combustion Turbine | Operating | 42 | 42 | 131731.13 | 28.29 | 26.66 | 1.63 | 1.63 | 0 | 3.17 | 30.11 | 9937 | 725293 | 72989 | 18.47 | 0.0215 | 0.0006 | 118.8573 | 0
Chalk Point 3 and 4 | 4 | Natural Gas | Steam Turbine | Operating | 582 | 582 | 132313.13 | 28.3 | 24.81 | 3.49 | 3.49 | 0 | 10.2 | 35.09 | 12316 | 10761602 | 873786 | 17.09 | 0.1325 | 0.0024 | 118.562 | 0
Cordova Energy Center | PT11 | Natural Gas | Combined Cycle | Operating | 165 | 165 | 132478.13 | 28.3 | 20.08 | 8.22 | 8.22 | 0 | 10.4 | 178.95 | 7483 | 124053 | 11391 | 0.63 | 0.0109 | 0.0006 | 118.85 | 0
Cordova Energy Center | PT21 | Natural Gas | Combined Cycle | Operating | 165 | 165 | 132643.13 | 28.3 | 20.08 | 8.22 | 8.22 | 0 | 10.4 | 115.71 | 7483 | 219479 | 19633 | 1.09 | 0.0118 | 0.0006 | 118.8542 | 0
Cordova Energy Center | PT31 | Natural Gas | Combined Cycle | Operating | 191.2 | 191.2 | 132834.33 | 28.3 | 20.08 | 8.22 | 8.22 | 0 | 10.4 | 161.89 | 7483 | 0 | 14886 | 0.89 | 0.0112 | 0.0006 | 118.8515 | 0
Gibson | 5 | Coal | Steam Turbine | Operating | 154.81 | 154.81 | 132989.14 | 28.37 | 25.21 | 3.16 | 3.16 | 0 | 28.14 | 33.61 | 10563 | 8792302 | 832402 | 60.72 | 0.2008 | 0.3371 | 205.1999 | 0
Spring House IC Plant | GEN 1 | Natural Gas | Internal Combustion | Operating | 3.8 | 3.8 | 132992.94 | 28.38 | 14.5 | 13.88 | 13.88 | 0 | 13.14 |  | 8601 | [6 empty] | 0
LSP University Park | 9 | Natural Gas | Combustion Turbine | Operating | 42 | 42 | 133034.94 | 28.46 | 26.83 | 1.63 | 1.63 | 0 | 3.17 | 30.45 | 10001 | 670153 | 67008 | 16.95 | 0.0197 | 0.0005 | 118.8622 | 0
McKee Run | 3 | Natural Gas | Steam Turbine | Operating | 102 | 102 | 133136.94 | 28.55 | 25.62 | 2.93 | 2.93 | 0 | 11.17 |  | 13092 |  |  |  | 0.1104 | 0.0008 | 122.2686 | 0
Brunot Island CC | 2A | Natural Gas | Combined Cycle | Operating | 46 | 46 | 133182.94 | 28.56 | 20.34 | 8.22 | 8.22 | 0 | 20.92 | 112.76 | 11942 | 186724 | 11430 | 2.41 | 0.0309 | 0.0006 | 118.8692 | 0
Brunot Island CC | 2B | Natural Gas | Combined Cycle | Operating | 48 | 48 | 133230.94 | 28.56 | 20.34 | 8.22 | 8.22 | 0 | 20.92 | 130.77 | 11942 | 167158 | 9825 | 1.97 | 0.0286 | 0.0006 | 118.8702 | 0
Brunot Island CC | 3 | Natural Gas | Combined Cycle | Operating | 49 | 49 | 133279.94 | 28.56 | 20.34 | 8.22 | 8.22 | 0 | 20.92 | 107.71 | 11942 | 223704 | 12952 | 2.56 | 0.036 | 0.0006 | 118.8655 | 0
Brunot Island CC | ST4 | Natural Gas | Combined Cycle | Operating | 101 | 101 | 133380.94 | 28.56 | 20.34 | 8.22 | 8.22 | 0 | 20.92 | 145.67 | 11942 | 46366 | 18043 | 2.03 | 0.0322 | 0.0006 | 118.868 | 0
University of Illinois CT | CT1 | Natural Gas | Combustion Turbine | Operating | 6.4 | 6.4 | 133387.34 | 28.59 | 27.1 | 1.49 | 1.49 | 0 | 5.51 | 30.03 | 10102 | 247939 | 24544 | 35.82 | 0.059 | 0.002 | 119.31 | 1
University of Illinois CT | CT2 | Natural Gas | Combustion Turbine | Operating | 6.4 | 6.4 | 133393.74 | 28.59 | 27.1 | 1.49 | 1.49 | 0 | 5.51 | 30.03 | 10102 | 247939 | 24544 | 35.82 | 0.059 | 0.002 | 119.31 | 1
University of Illinois CT | CT3 | Natural Gas | Combustion Turbine | Operating | 6.4 | 6.4 | 133400.14 | 28.59 | 27.1 | 1.49 | 1.49 | 0 | 5.51 | 30.03 | 10102 | 247939 | 24544 | 35.82 | 0.059 | 0.002 | 119.31 | 1
LSP University Park | 2 | Natural Gas | Combustion Turbine | Operating | 42 | 42 | 133442.14 | 28.61 | 26.98 | 1.63 | 1.63 | 0 | 3.17 | 30.23 | 10057 | 826672 | 82200 | 20.8 | 0.0202 | 0.0006 | 118.8595 | 0
Clifty Creek | 1 | Coal | Steam Turbine | Operating | 180.56 | 180.56 | 133622.7 | 28.7 | 25.38 | 3.32 | 3.32 | 0 | 27.46 | 35.73 | 11286 | 7958801 | 705170 | 43.53 | 0.284 | 0.1798 | 209.7608 | 0
W.H. Sammis | 5 | Coal | Steam Turbine | Operating | 290 | 290 | 133912.7 | 28.72 | 25.19 | 3.53 | 3.53 | 0 | 28.14 | 39.75 | 12920 | 9555825 | 739609 | 29.03 | 0.1356 | 0.0833 | 209.7603 | 0
LSP University Park | 3 | Natural Gas | Combustion Turbine | Operating | 42 | 42 | 133954.7 | 28.74 | 27.11 | 1.63 | 1.63 | 0 | 3.17 | 30.62 | 10105 | 715116 | 70766 | 17.9 | 0.019 | 0.0006 | 118.866 | 0
LSP University Park | 6 | Natural Gas | Combustion Turbine | Operating | 42 | 42 | 133996.7 | 28.8 | 27.17 | 1.63 | 1.63 | 0 | 3.17 | 30.75 | 10126 | 690877 | 68231 | 17.26 | 0.0209 | 0.0006 | 118.8506 | 0
LSP University Park | 8 | Natural Gas | Combustion Turbine | Operating | 42 | 42 | 134038.7 | 28.95 | 27.32 | 1.63 | 1.63 | 0 | 3.17 | 31.32 | 10184 | 571552 | 56125 | 14.2 | 0.022 | 0.0006 | 118.8608 | 0
Chalk Point 3 and 4 | 3 | Natural Gas | Steam Turbine | Operating | 582 | 582 | 134620.7 | 29.02 | 25.53 | 3.49 | 3.49 | 0 | 10.2 | 43.78 | 12674 | 5093447 | 401879 | 7.86 | 0.1219 | 0.0046 | 118.5656 | 0
Edge Moor 3-4 | 3 | Natural Gas | Steam Turbine | Operating | 86 | 86 | 134706.7 | 29.04 | 22.26 | 6.78 | 6.78 | 0 | 16.72 | 43.63 | 11375 | 1121113 | 98558 | 13.05 | 0.0706 | 0.0006 | 118.5612 | 1
LSP University Park | 11 | Natural Gas | Combustion Turbine | Operating | 42 | 42 | 134748.7 | 29.05 | 27.42 | 1.63 | 1.63 | 0 | 3.17 | 30.95 | 10221 | 716078 | 70061 | 17.72 | 0.016 | 0.0006 | 118.8594 | 0
LSP University Park | 4 | Natural Gas | Combustion Turbine | Operating | 42 | 42 | 134790.7 | 29.05 | 27.42 | 1.63 | 1.63 | 0 | 3.17 | 30.79 | 10222 | 781637 | 76470 | 19.35 | 0.0203 | 0.0006 | 118.8642 | 0
LSP University Park | 10 | Natural Gas | Combustion Turbine | Operating | 42 | 42 | 134832.7 | 29.07 | 27.45 | 1.63 | 1.63 | 0 | 3.17 | 31.04 | 10229 | 692924 | 67738 | 17.14 | 0.0206 | 0.0006 | 118.8572 | 0
Streator | ST1 | Biomass | Internal Combustion | Operating | 0.9 | 0.9 | 134833.6 | 29.08 | 19.43 | 9.66 | 9.66 | 0 | 1.68 |  | 13190 | [6 empty] | 0
Gould Street | 3 | Natural Gas | Steam Turbine | Operating | 97 | 97 | 134930.6 | 29.23 | 26.29 | 2.93 | 2.93 | 0 | 11.17 |  | 13435 |  |  |  | 0.1722 | 0.0006 | 118.8491 | 0
LSP University Park | 1 | Natural Gas | Combustion Turbine | Operating | 42 | 42 | 134972.6 | 29.32 | 27.69 | 1.63 | 1.63 | 0 | 3.17 | 31.04 | 10321 | 800214 | 77536 | 19.62 | 0.0201 | 0.0006 | 118.857 | 0
Edge Moor 5 | 5 | Natural Gas | Steam Turbine | Operating | 450 | 450 | 135422.6 | 29.35 | 24.25 | 5.1 | 5.1 | 0 | 12.13 | 40.55 | 12032 | 5863662 | 487356 | 12.33 | 0.064 | 0.0103 | 119.3723 | 1
Bath County | 1 | Water | Pumped Storage | Operating | 500 | 500 | 135922.6 | 29.41 | 27.18 | 2.23 | 2.23 | 0 | 2.75 | 31.95 |  |  | 541431 | 12.33 |  |  |  | 0
Bath County | 2 | Water | Pumped Storage | Operating | 500 | 500 | 136422.6 | 29.41 | 27.18 | 2.23 | 2.23 | 0 | 2.75 | 31.95 |  |  | 541431 | 12.33 |  |  |  | 0
Bath County | 3 | Water | Pumped Storage | Operating | 502 | 502 | 136924.6 | 29.41 | 27.18 | 2.23 | 2.23 | 0 | 2.75 | 31.95 |  |  | 543596 | 12.33 |  |  |  | 0
Bath County | 4 | Water | Pumped Storage | Operating | 500 | 500 | 137424.6 | 29.41 | 27.18 | 2.23 | 2.23 | 0 | 2.75 | 31.95 |  |  | 541431 | 12.33 |  |  |  | 0
Bath County | 5 | Water | Pumped Storage | Operating | 501 | 501 | 137925.6 | 29.41 | 27.18 | 2.23 | 2.23 | 0 | 2.75 | 31.95 |  |  | 542514 | 12.33 |  |  |  | 0
Bath County | 6 | Water | Pumped Storage | Operating | 500 | 500 | 138425.6 | 29.41 | 27.18 | 2.23 | 2.23 | 0 | 2.75 | 31.95 |  |  | 541431 | 12.33 |  |  |  | 0
Rockford II Energy Center | GT3 | Natural Gas | Combustion Turbine | Operating | 156.6 | 156.6 | 138582.2 | 29.45 | 26.95 | 2.5 | 2.5 | 0 | 3.33 |  | 10045 |  |  |  | 0.0507 | 0.0006 | 118.858 | 0
Gordonsville Power Plant | GOR1 | Natural Gas | Combined Cycle | Operating | 68.4 | 68.4 | 138650.6 | 29.49 | 25.25 | 4.25 | 4.25 | 0 | 11.45 | 31.8 | 8165 | 3679300 | 339469 | 45.84 | 0.0274 | 0.0007 | 118.959 | 1
Gordonsville Power Plant | GOR2 | Natural Gas | Combined Cycle | Operating | 68.4 | 68.4 | 138719 | 29.49 | 25.25 | 4.25 | 4.25 | 0 | 11.45 | 32.32 | 8165 | 3824295 | 277237 | 38.35 | 0.0276 | 0.0007 | 118.9632 | 1
Gordonsville Power Plant | GOR3 | Natural Gas | Combined Cycle | Operating | 40.6 | 40.6 | 138759.6 | 29.49 | 25.25 | 4.25 | 4.25 | 0 | 11.45 | 32.57 | 8165 | 0 | 151168 | 33.94 | 0.0275 | 0.0007 | 118.9611 | 1
Gordonsville Power Plant | GOR4 | Natural Gas | Combined Cycle | Operating | 40.6 | 40.6 | 138800.2 | 29.49 | 25.25 | 4.25 | 4.25 | 0 | 11.45 | 32.57 | 8165 | 0 | 151168 | 33.94 | 0.0275 | 0.0007 | 118.9611 | 1
Riverside (MD) | 4 | Natural Gas | Steam Turbine | Retired | 74 | 74 | 138874.2 | 29.52 | 26.59 | 2.93 | 2.93 | 0 | 11.17 |  | 13585 | 0 | 0 | 0 | 0.153 | 0.029 | 120.44 | 0
Pleasants County | 1 | Natural Gas | Combustion Turbine | Operating | 160.2 | 160.2 | 139034.4 | 29.56 | 27.89 | 1.67 | 1.67 | 0 | 3.24 | 32.41 | 10602 | 1929968 | 182039 | 12.94 | 0.0324 | 0.0006 | 119.5011 | 0
LSP University Park | 7 | Natural Gas | Combustion Turbine | Operating | 42 | 42 | 139076.4 | 29.62 | 27.99 | 1.63 | 1.63 | 0 | 3.17 | 31.55 | 10434 | 720519 | 69056 | 17.47 | 0.0207 | 0.0006 | 118.8543 | 0
Thornridge High School | 1 | Natural Gas | Internal Combustion | Operating | 0.5 | 0.5 | 139076.9 | 29.62 | 22.52 | 7.11 | 7.11 | 0 | 0.87 |  | 8392 | [6 empty] | 0
Thornridge High School | 2 | Natural Gas | Internal Combustion | Operating | 0.5 | 0.5 | 139077.4 | 29.62 | 22.52 | 7.11 | 7.11 | 0 | 0.87 |  | 8392 | [6 empty] | 0
Aurora Generating Station | CTG5 | Natural Gas | Combustion Turbine | Operating | 42 | 42 | 139119.4 | 29.68 | 25.85 | 3.84 | 3.84 | 0 | 3.13 | 35.35 | 9633 | 223326 | 23183 | 5.62 | 0.0787 | 0.0007 | 118.8619 | 0
Pleasants County | 2 | Natural Gas | Combustion Turbine | Operating | 161.1 | 161.1 | 139280.5 | 29.7 | 28.03 | 1.67 | 1.67 | 0 | 3.24 | 31.42 | 10655 | 3239444 | 304020 | 21.48 | 0.0324 | 0.0006 | 119.1684 | 0
Aurora Generating Station | CTG10 | Natural Gas | Combustion Turbine | Operating | 42 | 42 | 139322.5 | 29.75 | 25.91 | 3.84 | 3.84 | 0 | 3.13 | 34.79 | 9657 | 251597 | 26054 | 6.31 | 0.0765 | 0.0007 | 118.8489 | 0
Cumberland CT | CUMB | Natural Gas | Combustion Turbine | Operating | 86.6 | 86.6 | 139409.1 | 29.75 | 26.61 | 3.13 | 3.13 | 0 | 3.58 | 37.62 | 13112 | 516705 | 39408 | 4.31 | 0.0699 | 0.0006 | 118.8852 | 0
Brunner Island | 3 | Natural Gas | Steam Turbine | Operating | 742 | 742 | 140151.1 | 29.79 | 27.66 | 2.13 | 2.13 | 0 | 10.27 | 34.14 | 10659 | 18688335 | 1753306 | 26.24 | 0.3794 | 0.4175 | 199.5658 | 0
Montour | 2 | Coal | Steam Turbine | Operating | 752 | 752 | 140903.1 | 29.92 | 25.49 | 4.43 | 4.43 | 0 | 28.05 | 39.47 | 9983 | 22045328 | 2208299 | 32.72 | 0.3743 | 0.3743 | 205.2001 | 0
Aurora Generating Station | CTG7 | Natural Gas | Combustion Turbine | Operating | 42 | 42 | 140945.1 | 29.96 | 26.12 | 3.84 | 3.84 | 0 | 3.13 | 34.91 | 9737 | 258424 | 26540 | 6.43 | 0.0824 | 0.0007 | 118.8558 | 0
Bos Dairy | BOS2 | Biomass | Internal Combustion | Operating | 0.3 | 0.3 | 140945.4 | 29.98 | 19.43 | 10.55 | 10.55 | 0 | 4.71 |  | 13572 | [6 empty] | 0
Bos Dairy | BOS3 | Biomass | Internal Combustion | Operating | 0.15 | 0.15 | 140945.55 | 29.98 | 19.43 | 10.55 | 10.55 | 0 | 4.71 |  | 13572 | [6 empty] | 0
Aurora Generating Station | CTG8 | Natural Gas | Combustion Turbine | Operating | 42 | 42 | 140987.55 | 30.05 | 26.21 | 3.84 | 3.84 | 0 | 3.13 | 34.93 | 9771 | 262743 | 26891 | 6.51 | 0.0749 | 0.0007 | 118.8621 | 0
Buchanan Generation LLC | 2 | Natural Gas | Combustion Turbine | Operating | 40 | 40 | 141027.55 | 30.1 | 28.2 | 1.9 | 1.9 | 0 | 3.59 |  | 9903 |  |  |  | 0.0774 | 0.0005 | 118.8567 | 0
Buchanan Generation LLC | 1 | Natural Gas | Combustion Turbine | Operating | 40 | 40 | 141067.55 | 30.13 | 28.22 | 1.9 | 1.9 | 0 | 3.59 |  | 9913 |  |  |  | 0.0788 | 0.0005 | 118.8562 | 0
Aurora Generating Station | CTG6 | Natural Gas | Combustion Turbine | Operating | 42 | 42 | 141109.55 | 30.14 | 26.3 | 3.84 | 3.84 | 0 | 3.13 | 35.7 | 9802 | 231340 | 23602 | 5.72 | 0.0783 | 0.0007 | 118.8643 | 0
Warrior Ridge Hydroelectric | L-1 | Water | Hydro | Operating | 0.7 | 0.7 | 141110.25 | 30.14 | 0 | 30.14 | 30.14 | 0 | 48.4 | [8 empty] | 0
Warrior Ridge Hydroelectric | L-2 | Water | Hydro | Operating | 0.7 | 0.7 | 141110.95 | 30.14 | 0 | 30.14 | 30.14 | 0 | 48.4 | [8 empty] | 0
Warrior Ridge Hydroelectric | L-4 | Water | Hydro | Operating | 0.7 | 0.7 | 141111.65 | 30.14 | 0 | 30.14 | 30.14 | 0 | 48.4 | [8 empty] | 0
Warrior Ridge Hydroelectric | L-5 | Water | Hydro | Operating | 0.7 | 0.7 | 141112.35 | 30.14 | 0 | 30.14 | 30.14 | 0 | 48.4 | [8 empty] | 0
Aurora Generating Station | CTG9 | Natural Gas | Combustion Turbine | Operating | 42 | 42 | 141154.35 | 30.26 | 26.42 | 3.84 | 3.84 | 0 | 3.13 | 36.12 | 9848 | 220611 | 22403 | 5.43 | 0.0757 | 0.0007 | 118.859 | 0
Gettysburg Energy & Nutrient Recovery Facility (GENRF) | GENRF | Biomass | Steam Turbine | Operating | 2.5 | 2.5 | 141156.85 | 30.35 | 26.15 | 4.2 | 4.2 | 0 | 74.97 |  | 10474 |  |  |  | 0.414 | 0.047 | 206.45 | 0
Roanoke Valley I (ROVA I) | GEN1 | Coal | Steam Turbine | Retired | 165 | 165 | 141321.85 | 30.42 | 27.84 | 2.58 | 2.58 | 0 | 27.31 |  | 9585 |  |  |  | 0.3022 | 0.0721 | 205.201 | 1
Montour | 11 | Coal | Steam Turbine | Operating | 11 | 11 | 141332.85 | 30.45 | 26.02 | 4.43 | 4.43 | 0 | 28.05 |  | 10189 | 342 | 0 | 0 | 0.3808 | 0.3609 | 205.2 | 0
HP Hood Cogeneration | HHOOD | Natural Gas | Combustion Turbine | Operating | 15 | 15 | 141347.85 | 30.52 | 29.09 | 1.44 | 1.44 | 0 | 5.32 |  | 11374 |  |  |  | 0.059 | 0.002 | 119.31 | 1
Mount Storm | 2 | Coal | Steam Turbine | Operating | 555 | 555 | 141902.85 | 30.6 | 27.47 | 3.13 | 3.13 | 0 | 37.2 | 36.92 | 10106 | 33010941 | 3266368 | 65.24 | 0.0693 | 0.0728 | 205.2004 | 0
Collinwood Biomass Facility | CBE01 | Biomass | Internal Combustion | Operating | 1 | 1 | 141903.85 | 30.63 | 19.43 | 11.21 | 11.21 | 0 | 11.5 |  | 11914 | [6 empty] | 0
Brunner Island | 2 | Natural Gas | Steam Turbine | Operating | 363 | 363 | 142266.85 | 30.69 | 28.57 | 2.13 | 2.13 | 0 | 10.27 | 33.8 | 11007 | 13200778 | 1199354 | 36.12 | 0.3195 | 0.2069 | 204.5261 | 0
Muddy Run Pumped Storage Facility | 1 | Water | Pumped Storage | Operating | 134 | 134 | 142400.85 | 30.73 | 28.29 | 2.44 | 2.44 | 0 | 3.92 | 34.06 |  |  | 157588 | 13.39 |  |  |  | 0
Muddy Run Pumped Storage Facility | 2 | Water | Pumped Storage | Operating | 133 | 133 | 142533.85 | 30.73 | 28.29 | 2.44 | 2.44 | 0 | 3.92 | 34.06 |  |  | 156412 | 13.39 |  |  |  | 0
Muddy Run Pumped Storage Facility | 3 | Water | Pumped Storage | Operating | 134 | 134 | 142667.85 | 30.73 | 28.29 | 2.44 | 2.44 | 0 | 3.92 | 34.06 |  |  | 157588 | 13.39 |  |  |  | 0
Muddy Run Pumped Storage Facility | 4 | Water | Pumped Storage | Operating | 134 | 134 | 142801.85 | 30.73 | 28.29 | 2.44 | 2.44 | 0 | 3.92 | 34.06 |  |  | 157588 | 13.39 |  |  |  | 0
Muddy Run Pumped Storage Facility | 5 | Water | Pumped Storage | Operating | 134 | 134 | 142935.85 | 30.73 | 28.29 | 2.44 | 2.44 | 0 | 3.92 | 34.06 |  |  | 157588 | 13.39 |  |  |  | 0
Muddy Run Pumped Storage Facility | 6 | Water | Pumped Storage | Operating | 133 | 133 | 143068.85 | 30.73 | 28.29 | 2.44 | 2.44 | 0 | 3.92 | 34.06 |  |  | 156412 | 13.39 |  |  |  | 0
Muddy Run Pumped Storage Facility | 7 | Water | Pumped Storage | Operating | 134 | 134 | 143202.85 | 30.73 | 28.29 | 2.44 | 2.44 | 0 | 3.92 | 34.06 |  |  | 157588 | 13.39 |  |  |  | 0
Muddy Run Pumped Storage Facility | 8 | Water | Pumped Storage | Operating | 134 | 134 | 143336.85 | 30.73 | 28.29 | 2.44 | 2.44 | 0 | 3.92 | 34.06 |  |  | 157588 | 13.39 |  |  |  | 0
Mount Storm | 1 | Coal | Steam Turbine | Operating | 554 | 554 | 143890.85 | 30.74 | 27.61 | 3.13 | 3.13 | 0 | 37.2 | 36.93 | 10155 | 33792116 | 3327668 | 66.58 | 0.068 | 0.0713 | 205.2008 | 0
Wooster Renewable Energy | WRE 1 | Biomass | Internal Combustion | Operating | 1 | 1 | 143891.85 | 30.79 | 19.43 | 11.37 | 11.37 | 0 | 12.16 |  | 11716 | [6 empty] | 0
Morgantown | ST2 | Coal | Steam Turbine | Operating | 609 | 609 | 144500.85 | 30.8 | 27.38 | 3.42 | 3.42 | 0 | 27.8 | 38.93 | 10052 | 20929610 | 2082231 | 38.92 | 0.0408 | 0.1307 | 205.1999 | 0
Martinsville Sanitary Landfill | LFG1 | Biomass | Internal Combustion | Operating | 1 | 1 | 144501.85 | 30.81 | 19.43 | 11.39 | 11.39 | 0 | 11.5 |  | 10280 | [6 empty] | 0
Shelby County | CTG1 | Natural Gas | Combustion Turbine | Operating | 21 | 21 | 144522.85 | 30.81 | 26.5 | 4.31 | 4.31 | 0 | 3.2 | 36.09 | 10229 | 130331 | 12741 | 4.89 | 0.0743 | 0.0007 | 118.1582 | 0
Alpha Ridge Landfill | JEN1 | Biomass | Internal Combustion | Operating | 1 | 1 | 144523.85 | 30.86 | 19.43 | 11.43 | 11.43 | 0 | 11.5 |  | 9635 | [6 empty] | 0
Shelby County | CTG8 | Natural Gas | Combustion Turbine | Operating | 21 | 21 | 144544.85 | 30.93 | 26.62 | 4.31 | 4.31 | 0 | 3.2 | 38.09 | 10276 | 96497 | 9390 | 3.61 | 0.0653 | 0.0006 | 117.9277 | 0
Montour | 1 | Coal | Steam Turbine | Operating | 752 | 752 | 145296.85 | 30.98 | 26.55 | 4.43 | 4.43 | 0 | 28.05 | 40.71 | 10399 | 22563214 | 2169709 | 32.15 | 0.387 | 0.3482 | 205.1999 | 0
Newark Cogen | 1 | Natural Gas | Steam Turbine | Operating | 0.26 | 0.26 | 145297.11 | 30.99 | 28.05 | 2.93 | 2.93 | 0 | 11.17 |  | 11655 |  |  |  | 0.153 | 0.029 | 120.44 | 1
Montclair Cogeneration Facility | 2 | Natural Gas | Combustion Turbine | Operating | 5.4 | 5.4 | 145302.51 | 31.04 | 27.23 | 3.81 | 3.81 | 0 | 4.97 |  | 11315 |  |  |  | 0.059 | 0.002 | 119.31 | 1
Montpelier Generating Station | GT1 | Natural Gas | Combustion Turbine | Operating | 45 | 45 | 145347.51 | 31.1 | 28.72 | 2.38 | 2.38 | 0 | 3.32 | 35.61 | 11086 | 367837 | 33180 | 6.4 | 0.1352 | 0.0006 | 117.9534 | 0
Montpelier Generating Station | GT4 | Natural Gas | Combustion Turbine | Operating | 45 | 45 | 145392.51 | 31.12 | 28.74 | 2.38 | 2.38 | 0 | 3.32 | 33.98 | 11091 | 579159 | 52217 | 10.08 | 0.136 | 0.0006 | 117.9082 | 0
Whitewater Valley | 2 | Coal | Steam Turbine | Operating | 65 | 65 | 145457.51 | 31.13 | 28.56 | 2.58 | 2.58 | 0 | 27.31 |  | 12729 |  |  |  | 0.2929 | 3.95 | 205.2057 | 0
Shelby County | CTG2 | Natural Gas | Combustion Turbine | Operating | 21 | 21 | 145478.51 | 31.15 | 26.84 | 4.31 | 4.31 | 0 | 3.2 | 39.56 | 10361 | 82840 | 7996 | 3.07 | 0.0749 | 0.0006 | 117.875 | 0
Shelby County | CTG4 | Natural Gas | Combustion Turbine | Operating | 21 | 21 | 145499.51 | 31.17 | 26.87 | 4.31 | 4.31 | 0 | 3.2 | 36.97 | 10370 | 120223 | 11593 | 4.45 | 0.0654 | 0.0006 | 117.9492 | 0
Glasgow Regional Landfill | 1 | Biomass | Internal Combustion | Operating | 1 | 1 | 145500.51 | 31.19 | 19.43 | 11.76 | 11.76 | 0 | 35.98 |  | 12563 | [6 empty] | 0
LSP University Park | 12 | Natural Gas | Combustion Turbine | Operating | 42 | 42 | 145542.51 | 31.28 | 29.66 | 1.63 | 1.63 | 0 | 3.17 | 33.18 | 11053 | 775067 | 70120 | 17.74 | 0.019 | 0.0006 | 118.8581 | 0
Sherman Avenue | SEHR | Natural Gas | Combustion Turbine | Operating | 82.4 | 82.4 | 145624.91 | 31.29 | 27.08 | 4.22 | 4.22 | 0 | 3.88 |  | 13836 |  |  |  | 0.0706 | 0.0006 | 119.172 | 0
Gilbert CC | 4 | Natural Gas | Combined Cycle | Operating | 47 | 47 | 145671.91 | 31.35 | 23.13 | 8.22 | 8.22 | 0 | 18.34 | 125.24 | 11820 | 141845 | 9179 | 1.87 | 0.0305 | 0.0006 | 118.8713 | 0
Gilbert CC | 5 | Natural Gas | Combined Cycle | Operating | 47 | 47 | 145718.91 | 31.35 | 23.13 | 8.22 | 8.22 | 0 | 18.34 | 126.56 | 11820 | 137653 | 9051 | 1.84 | 0.0241 | 0.0006 | 118.8639 | 0
Gilbert CC | 6 | Natural Gas | Combined Cycle | Operating | 49 | 49 | 145767.91 | 31.35 | 23.13 | 8.22 | 8.22 | 0 | 18.34 | 112.7 | 11820 | 166556 | 11044 | 2.25 | 0.019 | 0.0006 | 118.8615 | 0
Gilbert CC | 7 | Natural Gas | Combined Cycle | Operating | 47 | 47 | 145814.91 | 31.35 | 23.13 | 8.22 | 8.22 | 0 | 18.34 | 122.32 | 11820 | 141199 | 9473 | 1.93 | 0.0288 | 0.0006 | 118.864 | 0
Gilbert CC | 8 | Natural Gas | Combined Cycle | Operating | 104 | 104 | 145918.91 | 31.35 | 23.13 | 8.22 | 8.22 | 0 | 18.34 | 205.73 | 11820 | 0 | 10935 | 1.15 | 0.0254 | 0.0006 | 118.865 | 0
Shelby County | CTG5 | Natural Gas | Combustion Turbine | Operating | 21 | 21 | 145939.91 | 31.38 | 27.08 | 4.31 | 4.31 | 0 | 3.2 | 38.31 | 10451 | 101373 | 9700 | 3.72 | 0.0655 | 0.0006 | 117.9468 | 0
Dale | 4 | Coal | Steam Turbine | Retired | 75 | 75 | 146014.91 | 31.41 | 28.83 | 2.58 | 2.58 | 0 | 27.31 |  | 12387 | 0 | 0 | 0 | 0.199 | 0.48 | 205.84 | 0
McKee Run | 2 | Natural Gas | Steam Turbine | Retired | 17 | 17 | 146031.91 | 31.55 | 28.61 | 2.93 | 2.93 | 0 | 11.17 |  | 14621 |  |  |  | 0.2651 | 0.0008 | 121.6164 | 0
AMP Fremont Energy Center | CA01 | Natural Gas | Combined Cycle | Operating | 176.34 | 176.34 | 146208.25 | 31.56 | 30.02 | 1.54 | 1.54 | 0 | 8.88 | 57.23 | 11445 | 898618 | 60968 | 3.94 | 0.0108 | 0.0006 | 118.8571 | 0
AMP Fremont Energy Center | CT01 | Natural Gas | Combined Cycle | Operating | 82.78 | 82.78 | 146291.04 | 31.56 | 30.02 | 1.54 | 1.54 | 0 | 8.88 | 33.07 | 11445 | 5359501 | 484820 | 56.37 | 0.0105 | 0.0006 | 118.8568 | 0
AMP Fremont Energy Center | CT02 | Natural Gas | Combined Cycle | Operating | 81.47 | 81.47 | 146372.5 | 31.56 | 30.02 | 1.54 | 1.54 | 0 | 8.88 | 33.79 | 11445 | 3692897 | 323708 | 37.81 | 0.0111 | 0.0006 | 118.8574 | 0
Rittman Facility (Morton Salt) | GEN2 | Coal | Steam Turbine | Operating | 2.5 | 2.5 | 146375 | 31.6 | 29.03 | 2.58 | 2.58 | 0 | 27.31 |  | 4498 |  |  |  | 0.199 | 0.48 | 205.84 | 1
Shelby County | CTG7 | Natural Gas | Combustion Turbine | Operating | 21 | 21 | 146396 | 31.6 | 27.3 | 4.31 | 4.31 | 0 | 3.2 | 38.43 | 10536 | 103758 | 9848 | 3.78 | 0.0653 | 0.0006 | 117.9129 | 0
Wausau Paper Middletown ST | G3 | Coal | Steam Turbine | Operating | 1 | 1 | 146397 | 31.6 | 29.03 | 2.58 | 2.58 | 0 | 27.31 |  | 11722 |  |  |  | 0.199 | 0.48 | 205.84 | 1
Mount Storm | 3 | Coal | Steam Turbine | Operating | 520 | 520 | 146917 | 31.63 | 28.5 | 3.13 | 3.13 | 0 | 37.2 | 39.58 | 10483 | 25495700 | 2432201 | 51.56 | 0.0872 | 0.0744 | 205.1998 | 0
Indiana University of Pennsylvania | GEN1 | Natural Gas | Internal Combustion | Operating | 6 | 6 | 146923 | 31.66 | 16.1 | 15.56 | 15.56 | 0 | 12.75 |  | 9456 | [6 empty] | 1
Indiana University of Pennsylvania | GEN2 | Natural Gas | Internal Combustion | Operating | 6 | 6 | 146929 | 31.66 | 16.1 | 15.56 | 15.56 | 0 | 12.75 |  | 9456 | [6 empty] | 1
Indiana University of Pennsylvania | GEN3 | Natural Gas | Internal Combustion | Operating | 6 | 6 | 146935 | 31.66 | 16.1 | 15.56 | 15.56 | 0 | 12.75 |  | 9456 | [6 empty] | 1
Indiana University of Pennsylvania | GEN4 | Natural Gas | Internal Combustion | Operating | 6 | 6 | 146941 | 31.66 | 16.1 | 15.56 | 15.56 | 0 | 12.75 |  | 9456 | [6 empty] | 1
Montpelier Generating Station | GT3 | Natural Gas | Combustion Turbine | Operating | 45 | 45 | 146986 | 31.66 | 29.28 | 2.38 | 2.38 | 0 | 3.32 | 34.48 | 11301 | 600244 | 53113 | 10.25 | 0.1302 | 0.0007 | 117.973 | 0
Montpelier Generating Station | GT2 | Natural Gas | Combustion Turbine | Operating | 45 | 45 | 147031 | 31.71 | 29.33 | 2.38 | 2.38 | 0 | 3.32 | 34.71 | 11321 | 565285 | 49930 | 9.63 | 0.153 | 0.0006 | 117.9657 | 0
Riverside Generating Project | GTG2 | Natural Gas | Combustion Turbine | Operating | 165 | 165 | 147196 | 31.71 | 28.77 | 2.94 | 2.94 | 0 | 3.13 | 36.27 | 11010 | 1247978 | 113351 | 6.79 | 0.0567 | 0.0006 | 118.8571 | 0
Shelby County | CTG6 | Natural Gas | Combustion Turbine | Operating | 21 | 21 | 147217 | 31.73 | 27.43 | 4.31 | 4.31 | 0 | 3.2 | 39.42 | 10587 | 92587 | 8746 | 3.36 | 0.0656 | 0.0006 | 118.0327 | 0
Morgantown | ST1 | Coal | Steam Turbine | Operating | 596 | 596 | 147813 | 31.8 | 28.39 | 3.42 | 3.42 | 0 | 27.8 | 38.02 | 10420 | 27778143 | 2665846 | 50.92 | 0.0363 | 0.1107 | 205.1995 | 0
Shelby County | CTG3 | Natural Gas | Combustion Turbine | Operating | 21 | 21 | 147834 | 31.89 | 27.58 | 4.31 | 4.31 | 0 | 3.2 | 38.91 | 10647 | 102050 | 9585 | 3.68 | 0.0772 | 0.0006 | 117.9525 | 0
Adkins Energy Cogen Power Plant | S5MW | Natural Gas | Combustion Turbine | Operating | 5 | 5 | 147839 | 31.95 | 30.51 | 1.44 | 1.44 | 0 | 11.22 |  | 11373 |  |  |  | 0.059 | 0.002 | 119.31 | 1
Kankakee County Landfill Gas Recovery | GEN1 | Biomass | Internal Combustion | Operating | 0.8 | 0.8 | 147839.8 | 31.95 | 19.43 | 12.53 | 12.53 | 0 | 3.94 |  | 11861 | [6 empty] | 0
Kankakee County Landfill Gas Recovery | GEN2 | Biomass | Internal Combustion | Operating | 0.8 | 0.8 | 147840.6 | 31.95 | 19.43 | 12.53 | 12.53 | 0 | 3.94 |  | 11861 | [6 empty] | 0
Lorain County Landfill | 1 | Biomass | Internal Combustion | Operating | 0.7 | 0.7 | 147841.3 | 31.97 | 19.43 | 12.54 | 12.54 | 0 | 13.15 |  | 12893 | [6 empty] | 0
Lorain County Landfill | 10 | Biomass | Internal Combustion | Operating | 0.8 | 0.8 | 147842.1 | 31.97 | 19.43 | 12.54 | 12.54 | 0 | 13.15 |  | 12893 | [6 empty] | 0
Lorain County Landfill | 11 | Biomass | Internal Combustion | Operating | 0.8 | 0.8 | 147842.9 | 31.97 | 19.43 | 12.54 | 12.54 | 0 | 13.15 |  | 12893 | [6 empty] | 0
Lorain County Landfill | 12 | Biomass | Internal Combustion | Operating | 0.8 | 0.8 | 147843.7 | 31.97 | 19.43 | 12.54 | 12.54 | 0 | 13.15 |  | 12893 | [6 empty] | 0
Lorain County Landfill | 13 | Biomass | Internal Combustion | Operating | 0.8 | 0.8 | 147844.5 | 31.97 | 19.43 | 12.54 | 12.54 | 0 | 13.15 |  | 12893 | [6 empty] | 0
Lorain County Landfill | 14 | Biomass | Internal Combustion | Operating | 0.8 | 0.8 | 147845.3 | 31.97 | 19.43 | 12.54 | 12.54 | 0 | 13.15 |  | 12893 | [6 empty] | 0
Lorain County Landfill | 15 | Biomass | Internal Combustion | Operating | 0.8 | 0.8 | 147846.1 | 31.97 | 19.43 | 12.54 | 12.54 | 0 | 13.15 |  | 12893 | [6 empty] | 0
Lorain County Landfill | 16 | Biomass | Internal Combustion | Operating | 0.8 | 0.8 | 147846.9 | 31.97 | 19.43 | 12.54 | 12.54 | 0 | 13.15 |  | 12893 | [6 empty] | 0
Lorain County Landfill | 17 | Biomass | Internal Combustion | Operating | 0.8 | 0.8 | 147847.7 | 31.97 | 19.43 | 12.54 | 12.54 | 0 | 13.15 |  | 12893 | [6 empty] | 0
Lorain County Landfill | 18 | Biomass | Internal Combustion | Operating | 0.8 | 0.8 | 147848.5 | 31.97 | 19.43 | 12.54 | 12.54 | 0 | 13.15 |  | 12893 | [6 empty] | 0
Lorain County Landfill | 2 | Biomass | Internal Combustion | Operating | 0.7 | 0.7 | 147849.2 | 31.97 | 19.43 | 12.54 | 12.54 | 0 | 13.15 |  | 12893 | [6 empty] | 0
Lorain County Landfill | 3 | Biomass | Internal Combustion | Operating | 0.7 | 0.7 | 147849.9 | 31.97 | 19.43 | 12.54 | 12.54 | 0 | 13.15 |  | 12893 | [6 empty] | 0
Lorain County Landfill | 4 | Biomass | Internal Combustion | Operating | 0.7 | 0.7 | 147850.6 | 31.97 | 19.43 | 12.54 | 12.54 | 0 | 13.15 |  | 12893 | [6 empty] | 0
Lorain County Landfill | 5 | Biomass | Internal Combustion | Operating | 0.7 | 0.7 | 147851.3 | 31.97 | 19.43 | 12.54 | 12.54 | 0 | 13.15 |  | 12893 | [6 empty] | 0
Lorain County Landfill | 6 | Biomass | Internal Combustion | Operating | 0.7 | 0.7 | 147852 | 31.97 | 19.43 | 12.54 | 12.54 | 0 | 13.15 |  | 12893 | [6 empty] | 0
Lorain County Landfill | 7 | Biomass | Internal Combustion | Operating | 0.7 | 0.7 | 147852.7 | 31.97 | 19.43 | 12.54 | 12.54 | 0 | 13.15 |  | 12893 | [6 empty] | 0
Lorain County Landfill | 8 | Biomass | Internal Combustion | Operating | 0.7 | 0.7 | 147853.4 | 31.97 | 19.43 | 12.54 | 12.54 | 0 | 13.15 |  | 12893 | [6 empty] | 0
Lorain County Landfill | 9 | Biomass | Internal Combustion | Operating | 0.8 | 0.8 | 147854.2 | 31.97 | 19.43 | 12.54 | 12.54 | 0 | 13.15 |  | 12893 | [6 empty] | 0
Blue Ridge Generating | GEN1 | Biomass | Internal Combustion | Operating | 1.2 | 1.2 | 147855.4 | 32.02 | 19.43 | 12.59 | 12.59 | 0 | 12.39 |  | 10667 | [6 empty] | 0
Ocean County Landfill | UNT1 | Biomass | Internal Combustion | Operating | 0.8 | 0.8 | 147856.2 | 32.03 | 19.43 | 12.61 | 12.61 | 0 | 12.63 |  | 11313 | [6 empty] | 0
Ocean County Landfill | UNT10 | Biomass | Internal Combustion | Operating | 1.5 | 1.5 | 147857.7 | 32.03 | 19.43 | 12.61 | 12.61 | 0 | 12.63 |  | 11313 | [6 empty] | 0
Ocean County Landfill | UNT11 | Biomass | Internal Combustion | Operating | 1.5 | 1.5 | 147859.2 | 32.03 | 19.43 | 12.61 | 12.61 | 0 | 12.63 |  | 11313 | [6 empty] | 0
Ocean County Landfill | UNT12 | Biomass | Internal Combustion | Operating | 1.5 | 1.5 | 147860.7 | 32.03 | 19.43 | 12.61 | 12.61 | 0 | 12.63 |  | 11313 | [6 empty] | 0
Ocean County Landfill | UNT2 | Biomass | Internal Combustion | Operating | 0.8 | 0.8 | 147861.5 | 32.03 | 19.43 | 12.61 | 12.61 | 0 | 12.63 |  | 11313 | [6 empty] | 0
Ocean County Landfill | UNT3 | Biomass | Internal Combustion | Operating | 0.8 | 0.8 | 147862.3 | 32.03 | 19.43 | 12.61 | 12.61 | 0 | 12.63 |  | 11313 | [6 empty] | 0
Ocean County Landfill | UNT4 | Biomass | Internal Combustion | Operating | 0.8 | 0.8 | 147863.1 | 32.03 | 19.43 | 12.61 | 12.61 | 0 | 12.63 |  | 11313 | [6 empty] | 0
Ocean County Landfill | UNT5 | Biomass | Internal Combustion | Operating | 0.8 | 0.8 | 147863.9 | 32.03 | 19.43 | 12.61 | 12.61 | 0 | 12.63 |  | 11313 | [6 empty] | 0
Ocean County Landfill | UNT6 | Biomass | Internal Combustion | Operating | 0.8 | 0.8 | 147864.7 | 32.03 | 19.43 | 12.61 | 12.61 | 0 | 12.63 |  | 11313 | [6 empty] | 0
Ocean County Landfill | UNT7 | Biomass | Internal Combustion | Operating | 1.5 | 1.5 | 147866.2 | 32.03 | 19.43 | 12.61 | 12.61 | 0 | 12.63 |  | 11313 | [6 empty] | 0
Ocean County Landfill | UNT8 | Biomass | Internal Combustion | Operating | 1.5 | 1.5 | 147867.7 | 32.03 | 19.43 | 12.61 | 12.61 | 0 | 12.63 |  | 11313 | [6 empty] | 0
Ocean County Landfill | UNT9 | Biomass | Internal Combustion | Operating | 1.5 | 1.5 | 147869.2 | 32.03 | 19.43 | 12.61 | 12.61 | 0 | 12.63 |  | 11313 | [6 empty] | 0
Carbon Limestone Landfill | 1 | Biomass | Internal Combustion | Operating | 0.7 | 0.7 | 147869.9 | 32.04 | 19.43 | 12.61 | 12.61 | 0 | 13.13 |  | 13432 | [6 empty] | 0
Carbon Limestone Landfill | 10 | Biomass | Internal Combustion | Operating | 0.7 | 0.7 | 147870.6 | 32.04 | 19.43 | 12.61 | 12.61 | 0 | 13.13 |  | 13432 | [6 empty] | 0
Carbon Limestone Landfill | 11 | Biomass | Internal Combustion | Operating | 0.7 | 0.7 | 147871.3 | 32.04 | 19.43 | 12.61 | 12.61 | 0 | 13.13 |  | 13432 | [6 empty] | 0
Carbon Limestone Landfill | 12 | Biomass | Internal Combustion | Operating | 0.7 | 0.7 | 147872 | 32.04 | 19.43 | 12.61 | 12.61 | 0 | 13.13 |  | 13432 | [6 empty] | 0
Carbon Limestone Landfill | 13 | Biomass | Internal Combustion | Operating | 0.7 | 0.7 | 147872.7 | 32.04 | 19.43 | 12.61 | 12.61 | 0 | 13.13 |  | 13432 | [6 empty] | 0
Carbon Limestone Landfill | 14 | Biomass | Internal Combustion | Operating | 0.7 | 0.7 | 147873.4 | 32.04 | 19.43 | 12.61 | 12.61 | 0 | 13.13 |  | 13432 | [6 empty] | 0
Carbon Limestone Landfill | 15 | Biomass | Internal Combustion | Operating | 0.7 | 0.7 | 147874.1 | 32.04 | 19.43 | 12.61 | 12.61 | 0 | 13.13 |  | 13432 | [6 empty] | 0
Carbon Limestone Landfill | 16 | Biomass | Internal Combustion | Operating | 0.7 | 0.7 | 147874.8 | 32.04 | 19.43 | 12.61 | 12.61 | 0 | 13.13 |  | 13432 | [6 empty] | 0
Carbon Limestone Landfill | 17 | Biomass | Internal Combustion | Operating | 0.8 | 0.8 | 147875.6 | 32.04 | 19.43 | 12.61 | 12.61 | 0 | 13.13 |  | 13432 | [6 empty] | 0
Carbon Limestone Landfill | 18 | Biomass | Internal Combustion | Operating | 0.8 | 0.8 | 147876.4 | 32.04 | 19.43 | 12.61 | 12.61 | 0 | 13.13 |  | 13432 | [6 empty] | 0
Carbon Limestone Landfill | 2 | Biomass | Internal Combustion | Operating | 0.7 | 0.7 | 147877.1 | 32.04 | 19.43 | 12.61 | 12.61 | 0 | 13.13 |  | 13432 | [6 empty] | 0
Carbon Limestone Landfill | 3 | Biomass | Internal Combustion | Operating | 0.7 | 0.7 | 147877.8 | 32.04 | 19.43 | 12.61 | 12.61 | 0 | 13.13 |  | 13432 | [6 empty] | 0
Carbon Limestone Landfill | 4 | Biomass | Internal Combustion | Operating | 0.7 | 0.7 | 147878.5 | 32.04 | 19.43 | 12.61 | 12.61 | 0 | 13.13 |  | 13432 | [6 empty] | 0
Carbon Limestone Landfill | 5 | Biomass | Internal Combustion | Operating | 0.7 | 0.7 | 147879.2 | 32.04 | 19.43 | 12.61 | 12.61 | 0 | 13.13 |  | 13432 | [6 empty] | 0
Carbon Limestone Landfill | 6 | Biomass | Internal Combustion | Operating | 0.7 | 0.7 | 147879.9 | 32.04 | 19.43 | 12.61 | 12.61 | 0 | 13.13 |  | 13432 | [6 empty] | 0
Carbon Limestone Landfill | 7 | Biomass | Internal Combustion | Operating | 0.7 | 0.7 | 147880.6 | 32.04 | 19.43 | 12.61 | 12.61 | 0 | 13.13 |  | 13432 | [6 empty] | 0
Carbon Limestone Landfill | 8 | Biomass | Internal Combustion | Operating | 0.7 | 0.7 | 147881.3 | 32.04 | 19.43 | 12.61 | 12.61 | 0 | 13.13 |  | 13432 | [6 empty] | 0
Carbon Limestone Landfill | 9 | Biomass | Internal Combustion | Operating | 0.7 | 0.7 | 147882 | 32.04 | 19.43 | 12.61 | 12.61 | 0 | 13.13 |  | 13432 | [6 empty] | 0
Riverside Generating Project | GTG3 | Natural Gas | Combustion Turbine | Operating | 165 | 165 | 148047 | 32.06 | 29.12 | 2.94 | 2.94 | 0 | 3.13 | 36.61 | 11142 | 1262656 | 113324 | 6.79 | 0.0574 | 0.0006 | 118.8582 | 0
North Chicago Energy Center | GT1 | Natural Gas | Combustion Turbine | Operating | 5.2 | 5.2 | 148052.2 | 32.07 | 30.64 | 1.44 | 1.44 | 0 | 6.16 |  | 11419 |  |  |  | 0.059 | 0.002 | 119.31 | 1
North Chicago Energy Center | GT2 | Natural Gas | Combustion Turbine | Operating | 7.1 | 7.1 | 148059.3 | 32.07 | 30.64 | 1.44 | 1.44 | 0 | 6.16 |  | 11419 |  |  |  | 0.059 | 0.002 | 119.31 | 1
Parlin | GEN1 | Natural Gas | Combined Cycle | Operating | 35.9 | 35.9 | 148095.2 | 32.11 | 23.89 | 8.22 | 8.22 | 0 | 23.82 | 89.54 | 10314 | 206600 | 14888 | 4.02 | 0.0588 | 0.0006 | 119.4548 | 1
Parlin | GEN2 | Natural Gas | Combined Cycle | Operating | 37.5 | 37.5 | 148132.7 | 32.11 | 23.89 | 8.22 | 8.22 | 0 | 23.82 | 93.71 | 10314 | 190149 | 14499 | 3.78 | 0.0579 | 0.0006 | 118.8632 | 1
Parlin | GEN3 | Natural Gas | Combined Cycle | Operating | 20.6 | 20.6 | 148153.3 | 32.11 | 23.89 | 8.22 | 8.22 | 0 | 23.82 | 106.55 | 10314 | 23611 | 6591 | 3.64 | 0.0584 | 0.0006 | 119.1712 | 1
Parlin | GEN4 | Natural Gas | Combined Cycle | Operating | 20.6 | 20.6 | 148173.9 | 32.11 | 23.89 | 8.22 | 8.22 | 0 | 23.82 | 98.41 | 10314 | 26766 | 7401 | 4.09 | 0.0584 | 0.0006 | 119.1712 | 1
Zion Energy Center | CTG1 | Natural Gas | Combustion Turbine | Operating | 152 | 152 | 148325.9 | 32.13 | 29.81 | 2.32 | 2.32 | 0 | 3.17 | 35.74 | 11105 | 1484794 | 133710 | 8.41 | 0.0316 | 0.0006 | 118.9075 | 0
Clover | 1 | Coal | Steam Turbine | Operating | 440 | 440 | 148765.9 | 32.17 | 29.28 | 2.89 | 2.67 | 0.23 | 25.4 | 36.34 | 10072 | 27001237 | 2680899 | 68.89 | 0.2871 | 0.0546 | 205.2001 | 0
Clover | 2 | Coal | Steam Turbine | Operating | 437 | 437 | 149202.9 | 32.17 | 29.28 | 2.89 | 2.67 | 0.23 | 25.4 | 36.19 | 10073 | 27841925 | 2764018 | 71.84 | 0.2805 | 0.0534 | 205.2003 | 0
Riverside Generating Project | GTG1 | Natural Gas | Combustion Turbine | Operating | 165 | 165 | 149367.9 | 32.19 | 29.25 | 2.94 | 2.94 | 0 | 3.13 | 37.77 | 11191 | 1034178 | 92410 | 5.54 | 0.0552 | 0.0006 | 118.8557 | 0
Loyola University Health Plant | UNIT1 | Natural Gas | Combustion Turbine | Operating | 3.9 | 3.9 | 149371.8 | 32.21 | 30.51 | 1.69 | 1.69 | 0 | 5.9 |  | 11373 |  |  |  | 0.059 | 0.002 | 119.31 | 1
Loyola University Health Plant | UNIT2 | Natural Gas | Combustion Turbine | Operating | 3.9 | 3.9 | 149375.7 | 32.21 | 30.51 | 1.69 | 1.69 | 0 | 5.9 |  | 11373 |  |  |  | 0.059 | 0.002 | 119.31 | 1
Aurora Generating Station | CTG2 | Natural Gas | Combustion Turbine | Operating | 145 | 145 | 149520.7 | 32.25 | 28.41 | 3.84 | 3.84 | 0 | 3.13 | 40.92 | 10588 | 552910 | 52221 | 3.3 | 0.0394 | 0.0006 | 118.8589 | 0
Brandon Shores | 2 | Coal | Steam Turbine | Operating | 638 | 638 | 150158.7 | 32.26 | 28.76 | 3.5 | 3.5 | 0 | 28.16 | 40.4 | 11046 | 24372940 | 2206405 | 39.25 | 0.0788 | 0.1018 | 205.2 | 0
Cleveland CT | 2 | Natural Gas | Combustion Turbine | Operating | 26.72 | 26.72 | 150185.42 | 32.26 | 30.33 | 1.93 | 1.93 | 0 | 3.09 | 34.65 | 10497 | 361594 | 34447 | 14.68 | 0.031 | 0.0006 | 119.2729 | 0
Cleveland CT | 1 | Natural Gas | Combustion Turbine | Operating | 26.44 | 26.44 | 150211.86 | 32.29 | 30.36 | 1.93 | 1.93 | 0 | 3.09 | 35.22 | 10508 | 292334 | 27820 | 11.98 | 0.0314 | 0.0006 | 119.2987 | 0
Cleveland CT | 4 | Natural Gas | Combustion Turbine | Operating | 26.15 | 26.15 | 150238.01 | 32.3 | 30.37 | 1.93 | 1.93 | 0 | 3.09 | 37.49 | 10512 | 163390 | 15543 | 6.77 | 0.0318 | 0.0006 | 119.7235 | 0
Cleveland CT | 3 | Natural Gas | Combustion Turbine | Operating | 26.15 | 26.15 | 150264.16 | 32.33 | 30.4 | 1.93 | 1.93 | 0 | 3.09 | 34.55 | 10524 | 383434 | 36436 | 15.86 | 0.0307 | 0.0006 | 118.884 | 0
Troy Energy | 1 | Natural Gas | Combustion Turbine | Operating | 146 | 146 | 150410.16 | 32.39 | 27.47 | 4.91 | 4.91 | 0 | 3.15 | 40.26 | 9767 | 570300 | 58391 | 3.93 | 0.0356 | 0.0008 | 119.5581 | 0
Dale | 3 | Coal | Steam Turbine | Retired | 74 | 74 | 150484.16 | 32.4 | 29.82 | 2.58 | 2.58 | 0 | 27.31 |  | 12813 | 0 | 0 | 0 | 0.199 | 0.48 | 205.84 | 0
Keystone Landfill | NO 1 | Biomass | Internal Combustion | Operating | 0.7 | 0.7 | 150484.86 | 32.4 | 19.43 | 12.97 | 12.97 | 0 | 10.78 |  | 13563 | [6 empty] | 0
Keystone Landfill | NO 2 | Biomass | Internal Combustion | Operating | 0.7 | 0.7 | 150485.56 | 32.4 | 19.43 | 12.97 | 12.97 | 0 | 10.78 |  | 13563 | [6 empty] | 0
Keystone Landfill | NO 3 | Biomass | Internal Combustion | Operating | 0.7 | 0.7 | 150486.26 | 32.4 | 19.43 | 12.97 | 12.97 | 0 | 10.78 |  | 13563 | [6 empty] | 0
Keystone Landfill | NO 4 | Biomass | Internal Combustion | Operating | 0.7 | 0.7 | 150486.96 | 32.4 | 19.43 | 12.97 | 12.97 | 0 | 10.78 |  | 13563 | [6 empty] | 0
Keystone Landfill | NO 5 | Biomass | Internal Combustion | Operating | 0.7 | 0.7 | 150487.66 | 32.4 | 19.43 | 12.97 | 12.97 | 0 | 10.78 |  | 13563 | [6 empty] | 0
Keystone Landfill | NO 6 | Biomass | Internal Combustion | Operating | 0.7 | 0.7 | 150488.36 | 32.4 | 19.43 | 12.97 | 12.97 | 0 | 10.78 |  | 13563 | [6 empty] | 0
Keystone Landfill | NO 7 | Biomass | Internal Combustion | Operating | 0.7 | 0.7 | 150489.06 | 32.4 | 19.43 | 12.97 | 12.97 | 0 | 10.78 |  | 13563 | [6 empty] | 0
Riverside Generating Project | GTG4 | Natural Gas | Combustion Turbine | Operating | 165 | 165 | 150654.06 | 32.4 | 29.46 | 2.94 | 2.94 | 0 | 3.13 | 37.07 | 11273 | 1245858 | 110522 | 6.62 | 0.063 | 0.0006 | 118.8571 | 0
Rolling Hills Generating | CT3 | Natural Gas | Combustion Turbine | Operating | 165 | 165 | 150819.06 | 32.43 | 29.07 | 3.36 | 3.36 | 0 | 3.12 | 39.31 | 11125 | 833787 | 74948 | 4.74 | 0.0482 | 0.0006 | 118.8558 | 0
Troy Energy | 3 | Natural Gas | Combustion Turbine | Operating | 146 | 146 | 150965.06 | 32.45 | 27.53 | 4.91 | 4.91 | 0 | 3.15 | 41.3 | 9788 | 508520 | 51951 | 3.5 | 0.0352 | 0.0007 | 119.2552 | 0
Suffolk Energy Partners LP | SU1 | Biomass | Internal Combustion | Operating | 0.7 | 0.7 | 150965.76 | 32.46 | 19.43 | 13.04 | 13.04 | 0 | 8.51 |  | 13588 | [6 empty] | 0
Suffolk Energy Partners LP | SU2 | Biomass | Internal Combustion | Operating | 0.7 | 0.7 | 150966.46 | 32.46 | 19.43 | 13.04 | 13.04 | 0 | 8.51 |  | 13588 | [6 empty] | 0
Suffolk Energy Partners LP | SU3 | Biomass | Internal Combustion | Operating | 0.7 | 0.7 | 150967.16 | 32.46 | 19.43 | 13.04 | 13.04 | 0 | 8.51 |  | 13588 | [6 empty] | 0
Suffolk Energy Partners LP | SU4 | Biomass | Internal Combustion | Operating | 0.7 | 0.7 | 150967.86 | 32.46 | 19.43 | 13.04 | 13.04 | 0 | 8.51 |  | 13588 | [6 empty] | 0
Prince William County Landfill | UNT1 | Biomass | Internal Combustion | Operating | 0.9 | 0.9 | 150968.76 | 32.47 | 19.43 | 13.04 | 13.04 | 0 | 11.78 |  | 11376 | [6 empty] | 0
Prince William County Landfill | UNT2 | Biomass | Internal Combustion | Operating | 0.9 | 0.9 | 150969.66 | 32.47 | 19.43 | 13.04 | 13.04 | 0 | 11.78 |  | 11376 | [6 empty] | 0
Prince William County Landfill | UNT3 | Biomass | Internal Combustion | Operating | 1.6 | 1.6 | 150971.26 | 32.47 | 19.43 | 13.04 | 13.04 | 0 | 11.78 |  | 11376 | [6 empty] | 0
Prince William County Landfill | UNT4 | Biomass | Internal Combustion | Operating | 1.6 | 1.6 | 150972.86 | 32.47 | 19.43 | 13.04 | 13.04 | 0 | 11.78 |  | 11376 | [6 empty] | 0
Prince William County Landfill | UNT5 | Biomass | Internal Combustion | Operating | 1.6 | 1.6 | 150974.46 | 32.47 | 19.43 | 13.04 | 13.04 | 0 | 11.78 |  | 11376 | [6 empty] | 0
Riverside Generating Project | GTG5 | Natural Gas | Combustion Turbine | Operating | 165 | 165 | 151139.46 | 32.47 | 29.53 | 2.94 | 2.94 | 0 | 3.13 | 37.98 | 11299 | 1058677 | 93695 | 5.61 | 0.0584 | 0.0006 | 118.8556 | 0
Zion Energy Center | CTG2 | Natural Gas | Combustion Turbine | Operating | 152 | 152 | 151291.46 | 32.47 | 30.15 | 2.32 | 2.32 | 0 | 3.17 | 35.98 | 11231 | 1541206 | 137233 | 8.63 | 0.032 | 0.0006 | 118.8746 | 0
Elwood Energy | GT7 | Natural Gas | Combustion Turbine | Operating | 150 | 150 | 151441.46 | 32.48 | 29.97 | 2.51 | 2.51 | 0 | 3.1 | 34.23 | 11170 | 2977237 | 266550 | 15.8 | 0.0321 | 0.0003 | 118.8572 | 0
Rolling Hills Generating | CT1 | Natural Gas | Combustion Turbine | Operating | 165 | 165 | 151606.46 | 32.48 | 29.13 | 3.36 | 3.36 | 0 | 3.12 | 38.27 | 11145 | 992951 | 89091 | 5.63 | 0.0416 | 0.0006 | 118.857 | 0
Rolling Hills Generating | CT2 | Natural Gas | Combustion Turbine | Operating | 165 | 165 | 151771.46 | 32.49 | 29.14 | 3.36 | 3.36 | 0 | 3.12 | 38.55 | 11149 | 949307 | 85148 | 5.39 | 0.0431 | 0.0006 | 118.857 | 0
Virginia City Hybrid Energy Center | 1 | Coal | Steam Turbine | Operating | 610 | 610 | 152381.46 | 32.52 | 27.15 | 5.37 | 5.37 | 0 | 73.72 | 45.35 | 9926 | 34791793 | 3505043 | 63.95 | 0.0593 | 0.0061 | 205.3605 | 0
Tullytown Landfill Gas Facility | GEN1 | Biomass | Internal Combustion | Operating | 1.6 | 1.6 | 152383.06 | 32.54 | 19.43 | 13.12 | 13.12 | 0 | 12.66 |  | 10548 | [6 empty] | 0
Lakeview Gas Recovery | GEN1 | Biomass | Internal Combustion | Operating | 3 | 3 | 152386.06 | 32.55 | 19.43 | 13.12 | 13.12 | 0 | 11.5 |  | 11255 | [6 empty] | 0
Lakeview Gas Recovery | GEN2 | Biomass | Internal Combustion | Operating | 3 | 3 | 152389.06 | 32.55 | 19.43 | 13.12 | 13.12 | 0 | 11.5 |  | 11255 | [6 empty] | 0
Middle Peninsula Landfill | GEN1 | Biomass | Internal Combustion | Operating | 0.8 | 0.8 | 152389.86 | 32.56 | 19.43 | 13.14 | 13.14 | 0 | 12.87 |  | 11713 | [6 empty] | 0
Middle Peninsula Landfill | GEN2 | Biomass | Internal Combustion | Operating | 0.8 | 0.8 | 152390.66 | 32.56 | 19.43 | 13.14 | 13.14 | 0 | 12.87 |  | 11713 | [6 empty] | 0
Middle Peninsula Landfill | GEN3 | Biomass | Internal Combustion | Operating | 0.8 | 0.8 | 152391.46 | 32.56 | 19.43 | 13.14 | 13.14 | 0 | 12.87 |  | 11713 | [6 empty] | 0
Middle Peninsula Landfill | GEN4 | Biomass | Internal Combustion | Operating | 0.8 | 0.8 | 152392.26 | 32.56 | 19.43 | 13.14 | 13.14 | 0 | 12.87 |  | 11713 | [6 empty] | 0
Middle Peninsula Landfill | GEN5 | Biomass | Internal Combustion | Operating | 0.8 | 0.8 | 152393.06 | 32.56 | 19.43 | 13.14 | 13.14 | 0 | 12.87 |  | 11713 | [6 empty] | 0
Middle Peninsula Landfill | GEN6 | Biomass | Internal Combustion | Operating | 0.8 | 0.8 | 152393.86 | 32.56 | 19.43 | 13.14 | 13.14 | 0 | 12.87 |  | 11713 | [6 empty] | 0
Middle Peninsula Landfill | GEN7 | Biomass | Internal Combustion | Operating | 0.8 | 0.8 | 152394.66 | 32.56 | 19.43 | 13.14 | 13.14 | 0 | 12.87 |  | 11713 | [6 empty] | 0
Middle Peninsula Landfill | GEN8 | Biomass | Internal Combustion | Operating | 0.8 | 0.8 | 152395.46 | 32.56 | 19.43 | 13.14 | 13.14 | 0 | 12.87 |  | 11713 | [6 empty] | 0
Richmond Energy Project | UNT1 | Biomass | Internal Combustion | Operating | 1.6 | 1.6 | 152397.06 | 32.58 | 19.43 | 13.16 | 13.16 | 0 | 13.08 |  | 11763 | [6 empty] | 0
Richmond Energy Project | UNT2 | Biomass | Internal Combustion | Operating | 1.6 | 1.6 | 152398.66 | 32.58 | 19.43 | 13.16 | 13.16 | 0 | 13.08 |  | 11763 | [6 empty] | 0
Richmond Energy Project | UNT3 | Biomass | Internal Combustion | Operating | 1.6 | 1.6 | 152400.26 | 32.58 | 19.43 | 13.16 | 13.16 | 0 | 13.08 |  | 11763 | [6 empty] | 0
Richmond Energy Project | UNT4 | Biomass | Internal Combustion | Operating | 1.6 | 1.6 | 152401.86 | 32.58 | 19.43 | 13.16 | 13.16 | 0 | 13.08 |  | 11763 | [6 empty] | 0
King & Queen Landfill | 1 | Biomass | Internal Combustion | Operating | 0.3 | 0.3 | 152402.16 | 32.59 | 19.43 | 13.17 | 13.17 | 0 | 13.06 |  | 11734 | [6 empty] | 0
King & Queen Landfill | 10 | Biomass | Internal Combustion | Operating | 0.3 | 0.3 | 152402.46 | 32.59 | 19.43 | 13.17 | 13.17 | 0 | 13.06 |  | 11734 | [6 empty] | 0
King & Queen Landfill | 11 | Biomass | Internal Combustion | Operating | 0.3 | 0.3 | 152402.76 | 32.59 | 19.43 | 13.17 | 13.17 | 0 | 13.06 |  | 11734 | [6 empty] | 0
King & Queen Landfill | 12 | Biomass | Internal Combustion | Operating | 0.3 | 0.3 | 152403.06 | 32.59 | 19.43 | 13.17 | 13.17 | 0 | 13.06 |  | 11734 | [6 empty] | 0
King & Queen Landfill | 13 | Biomass | Internal Combustion | Operating | 0.3 | 0.3 | 152403.36 | 32.59 | 19.43 | 13.17 | 13.17 | 0 | 13.06 |  | 11734 | [6 empty] | 0
King & Queen Landfill | 14 | Biomass | Internal Combustion | Operating | 0.3 | 0.3 | 152403.66 | 32.59 | 19.43 | 13.17 | 13.17 | 0 | 13.06 |  | 11734 | [6 empty] | 0
King & Queen Landfill | 15 | Biomass | Internal Combustion | Operating | 0.3 | 0.3 | 152403.96 | 32.59 | 19.43 | 13.17 | 13.17 | 0 | 13.06 |  | 11734 | [6 empty] | 0
King & Queen Landfill | 16 | Biomass | Internal Combustion | Operating | 0.3 | 0.3 | 152404.26 | 32.59 | 19.43 | 13.17 | 13.17 | 0 | 13.06 |  | 11734 | [6 empty] | 0
King & Queen Landfill | 17 | Biomass | Internal Combustion | Operating | 0.3 | 0.3 | 152404.56 | 32.59 | 19.43 | 13.17 | 13.17 | 0 | 13.06 |  | 11734 | [6 empty] | 0
King & Queen Landfill | 18 | Biomass | Internal Combustion | Operating | 0.3 | 0.3 | 152404.86 | 32.59 | 19.43 | 13.17 | 13.17 | 0 | 13.06 |  | 11734 | [6 empty] | 0
King & Queen Landfill | 19 | Biomass | Internal Combustion | Operating | 0.3 | 0.3 | 152405.16 | 32.59 | 19.43 | 13.17 | 13.17 | 0 | 13.06 |  | 11734 | [6 empty] | 0
King & Queen Landfill | 2 | Biomass | Internal Combustion | Operating | 0.3 | 0.3 | 152405.46 | 32.59 | 19.43 | 13.17 | 13.17 | 0 | 13.06 |  | 11734 | [6 empty] | 0
King & Queen Landfill | 20 | Biomass | Internal Combustion | Operating | 0.3 | 0.3 | 152405.76 | 32.59 | 19.43 | 13.17 | 13.17 | 0 | 13.06 |  | 11734 | [6 empty] | 0
King & Queen Landfill | 21 | Biomass | Internal Combustion | Operating | 0.3 | 0.3 | 152406.06 | 32.59 | 19.43 | 13.17 | 13.17 | 0 | 13.06 |  | 11734 | [6 empty] | 0
King & Queen Landfill | 22 | Biomass | Internal Combustion | Operating | 0.3 | 0.3 | 152406.36 | 32.59 | 19.43 | 13.17 | 13.17 | 0 | 13.06 |  | 11734 | [6 empty] | 0
King & Queen Landfill | 23 | Biomass | Internal Combustion | Operating | 0.3 | 0.3 | 152406.66 | 32.59 | 19.43 | 13.17 | 13.17 | 0 | 13.06 |  | 11734 | [6 empty] | 0
King & Queen Landfill | 24 | Biomass | Internal Combustion | Operating | 0.3 | 0.3 | 152406.96 | 32.59 | 19.43 | 13.17 | 13.17 | 0 | 13.06 |  | 11734 | [6 empty] | 0
King & Queen Landfill | 25 | Biomass | Internal Combustion | Operating | 0.3 | 0.3 | 152407.26 | 32.59 | 19.43 | 13.17 | 13.17 | 0 | 13.06 |  | 11734 | [6 empty] | 0
King & Queen Landfill | 26 | Biomass | Internal Combustion | Operating | 0.3 | 0.3 | 152407.56 | 32.59 | 19.43 | 13.17 | 13.17 | 0 | 13.06 |  | 11734 | [6 empty] | 0
King & Queen Landfill | 27 | Biomass | Internal Combustion | Operating | 0.3 | 0.3 | 152407.86 | 32.59 | 19.43 | 13.17 | 13.17 | 0 | 13.06 |  | 11734 | [6 empty] | 0
King & Queen Landfill | 28 | Biomass | Internal Combustion | Operating | 0.3 | 0.3 | 152408.16 | 32.59 | 19.43 | 13.17 | 13.17 | 0 | 13.06 |  | 11734 | [6 empty] | 0
King & Queen Landfill | 29 | Biomass | Internal Combustion | Operating | 0.3 | 0.3 | 152408.46 | 32.59 | 19.43 | 13.17 | 13.17 | 0 | 13.06 |  | 11734 | [6 empty] | 0
King & Queen Landfill | 3 | Biomass | Internal Combustion | Operating | 0.3 | 0.3 | 152408.76 | 32.59 | 19.43 | 13.17 | 13.17 | 0 | 13.06 |  | 11734 | [6 empty] | 0
King & Queen Landfill | 30 | Biomass | Internal Combustion | Operating | 0.3 | 0.3 | 152409.06 | 32.59 | 19.43 | 13.17 | 13.17 | 0 | 13.06 |  | 11734 | [6 empty] | 0
King & Queen Landfill | 31 | Biomass | Internal Combustion | Operating | 0.3 | 0.3 | 152409.36 | 32.59 | 19.43 | 13.17 | 13.17 | 0 | 13.06 |  | 11734 | [6 empty] | 0
King & Queen Landfill | 32 | Biomass | Internal Combustion | Operating | 0.3 | 0.3 | 152409.66 | 32.59 | 19.43 | 13.17 | 13.17 | 0 | 13.06 |  | 11734 | [6 empty] | 0
King & Queen Landfill | 33 | Biomass | Internal Combustion | Operating | 0.3 | 0.3 | 152409.96 | 32.59 | 19.43 | 13.17 | 13.17 | 0 | 13.06 |  | 11734 | [6 empty] | 0
King & Queen Landfill | 34 | Biomass | Internal Combustion | Operating | 0.3 | 0.3 | 152410.26 | 32.59 | 19.43 | 13.17 | 13.17 | 0 | 13.06 |  | 11734 | [6 empty] | 0
King & Queen Landfill | 35 | Biomass | Internal Combustion | Operating | 0.3 | 0.3 | 152410.56 | 32.59 | 19.43 | 13.17 | 13.17 | 0 | 13.06 |  | 11734 | [6 empty] | 0
King & Queen Landfill | 36 | Biomass | Internal Combustion | Operating | 0.3 | 0.3 | 152410.86 | 32.59 | 19.43 | 13.17 | 13.17 | 0 | 13.06 |  | 11734 | [6 empty] | 0
King & Queen Landfill | 4 | Biomass | Internal Combustion | Operating | 0.3 | 0.3 | 152411.16 | 32.59 | 19.43 | 13.17 | 13.17 | 0 | 13.06 |  | 11734 | [6 empty] | 0
King & Queen Landfill | 5 | Biomass | Internal Combustion | Operating | 0.3 | 0.3 | 152411.46 | 32.59 | 19.43 | 13.17 | 13.17 | 0 | 13.06 |  | 11734 | [6 empty] | 0
King & Queen Landfill | 6 | Biomass | Internal Combustion | Operating | 0.3 | 0.3 | 152411.76 | 32.59 | 19.43 | 13.17 | 13.17 | 0 | 13.06 |  | 11734 | [6 empty] | 0
King & Queen Landfill | 7 | Biomass | Internal Combustion | Operating | 0.3 | 0.3 | 152412.06 | 32.59 | 19.43 | 13.17 | 13.17 | 0 | 13.06 |  | 11734 | [6 empty] | 0
King & Queen Landfill | 8 | Biomass | Internal Combustion | Operating | 0.3 | 0.3 | 152412.36 | 32.59 | 19.43 | 13.17 | 13.17 | 0 | 13.06 |  | 11734 | [6 empty] | 0
King & Queen Landfill | 9 | Biomass | Internal Combustion | Operating | 0.3 | 0.3 | 152412.66 | 32.59 | 19.43 | 13.17 | 13.17 | 0 | 13.06 |  | 11734 | [6 empty] | 0
Woodland Landfill Gas Recovery | GEN1 | Biomass | Internal Combustion | Operating | 0.8 | 0.8 | 152413.46 | 32.59 | 19.43 | 13.16 | 13.16 | 0 | 10.31 |  | 11642 | [6 empty] | 0
Woodland Landfill Gas Recovery | GEN2 | Biomass | Internal Combustion | Operating | 0.8 | 0.8 | 152414.26 | 32.59 | 19.43 | 13.16 | 13.16 | 0 | 10.31 |  | 11642 | [6 empty] | 0
Woodland Landfill Gas Recovery | GEN3 | Biomass | Internal Combustion | Operating | 1.6 | 1.6 | 152415.86 | 32.59 | 19.43 | 13.16 | 13.16 | 0 | 10.31 |  | 11642 | [6 empty] | 0
Woodland Landfill Gas Recovery | GEN4 | Biomass | Internal Combustion | Operating | 1.6 | 1.6 | 152417.46 | 32.59 | 19.43 | 13.16 | 13.16 | 0 | 10.31 |  | 11642 | [6 empty] | 0
Elwood Energy | GT5 | Natural Gas | Combustion Turbine | Operating | 150 | 150 | 152567.46 | 32.61 | 30.09 | 2.51 | 2.51 | 0 | 3.1 | 34.5 | 11216 | 2753438 | 245481 | 14.56 | 0.0397 | 0.0003 | 118.8595 | 0
Rolling Hills Generating | CT5 | Natural Gas | Combustion Turbine | Operating | 165 | 165 | 152732.46 | 32.65 | 29.29 | 3.36 | 3.36 | 0 | 3.12 | 38.31 | 11208 | 1021335 | 91122 | 5.76 | 0.0485 | 0.0006 | 118.8551 | 0
Brandon Shores | 1 | Coal | Steam Turbine | Operating | 635 | 635 | 153367.46 | 32.66 | 29.16 | 3.5 | 3.5 | 0 | 28.16 | 39.72 | 11200 | 28385768 | 2534341 | 45.08 | 0.0696 | 0.0988 | 205.1998 | 0
Elwood Energy | GT8 | Natural Gas | Combustion Turbine | Operating | 150 | 150 | 153517.46 | 32.66 | 30.14 | 2.51 | 2.51 | 0 | 3.1 | 34.45 | 11235 | 2924050 | 260267 | 15.43 | 0.0332 | 0.0003 | 118.8561 | 0
Rolling Hills Generating | CT4 | Natural Gas | Combustion Turbine | Operating | 165 | 165 | 153682.46 | 32.66 | 29.3 | 3.36 | 3.36 | 0 | 3.12 | 39.98 | 11212 | 788860 | 70360 | 4.45 | 0.045 | 0.0006 | 118.8573 | 0
Bellefontaine Landfill Facility | 1 | Biomass | Internal Combustion | Operating | 1.6 | 1.6 | 153684.06 | 32.67 | 19.43 | 13.24 | 13.24 | 0 | 12.66 |  | 12827 | [6 empty] | 0
Bellefontaine Landfill Facility | 2 | Biomass | Internal Combustion | Operating | 1.6 | 1.6 | 153685.66 | 32.67 | 19.43 | 13.24 | 13.24 | 0 | 12.66 |  | 12827 | [6 empty] | 0
Bellefontaine Landfill Facility | 3 | Biomass | Internal Combustion | Operating | 1.6 | 1.6 | 153687.26 | 32.67 | 19.43 | 13.24 | 13.24 | 0 | 12.66 |  | 12827 | [6 empty] | 0
Spruance Genco | GEN2 | Coal | Steam Turbine | Operating | 52.5 | 52.5 | 153739.76 | 32.67 | 23.47 | 9.2 | 9.2 | 0 | 25.4 | 61.63 | 8765 | 403507 | 46037 | 9.98 | 0.2865 | 0.0762 | 205.2088 | 1
Zion Landfill Facility | 1 | Biomass | Internal Combustion | Operating | 1.4 | 1.4 | 153741.16 | 32.67 | 19.43 | 13.25 | 13.25 | 0 | 12.26 |  | 10570 | [6 empty] | 0
Zion Landfill Facility | 2 | Biomass | Internal Combustion | Operating | 1.4 | 1.4 | 153742.56 | 32.67 | 19.43 | 13.25 | 13.25 | 0 | 12.26 |  | 10570 | [6 empty] | 0
Zion Landfill Facility | 3 | Biomass | Internal Combustion | Operating | 1.4 | 1.4 | 153743.96 | 32.67 | 19.43 | 13.25 | 13.25 | 0 | 12.26 |  | 10570 | [6 empty] | 0
Zion Landfill Facility | 4 | Biomass | Internal Combustion | Operating | 1.4 | 1.4 | 153745.36 | 32.67 | 19.43 | 13.25 | 13.25 | 0 | 12.26 |  | 10570 | [6 empty] | 0
Zion Landfill Facility | 5 | Biomass | Internal Combustion | Operating | 1.4 | 1.4 | 153746.76 | 32.67 | 19.43 | 13.25 | 13.25 | 0 | 12.26 |  | 10570 | [6 empty] | 0
Bridgewater Dairy Anaerobic Digester | 1 | Biomass | Internal Combustion | Operating | 0.6 | 0.6 | 153747.36 | 32.68 | 19.43 | 13.26 | 13.26 | 0 | 9.62 |  | 10167 | [6 empty] | 0
Bridgewater Dairy Anaerobic Digester | 2 | Biomass | Internal Combustion | Operating | 0.6 | 0.6 | 153747.96 | 32.68 | 19.43 | 13.26 | 13.26 | 0 | 9.62 |  | 10167 | [6 empty] | 0
IESI Blue Ridge Landfill | GEN1 | Biomass | Internal Combustion | Operating | 1.6 | 1.6 | 153749.56 | 32.68 | 19.43 | 13.26 | 13.26 | 0 | 13.29 |  | 11260 | [6 empty] | 0
IESI Blue Ridge Landfill | GEN2 | Biomass | Internal Combustion | Operating | 1.6 | 1.6 | 153751.16 | 32.68 | 19.43 | 13.26 | 13.26 | 0 | 13.29 |  | 11260 | [6 empty] | 0
IESI Blue Ridge Landfill | GEN3 | Biomass | Internal Combustion | Operating | 1.6 | 1.6 | 153752.76 | 32.68 | 19.43 | 13.26 | 13.26 | 0 | 13.29 |  | 11260 | [6 empty] | 0
IESI Blue Ridge Landfill | GEN4 | Biomass | Internal Combustion | Operating | 1.6 | 1.6 | 153754.36 | 32.68 | 19.43 | 13.26 | 13.26 | 0 | 13.29 |  | 11260 | [6 empty] | 0
Shippensburg (Cumberland County) Landfill | GEN 1 | Biomass | Internal Combustion | Operating | 1.6 | 1.6 | 153755.96 | 32.68 | 19.43 | 13.25 | 13.25 | 0 | 12.87 |  | 10968 | [6 empty] | 0
Shippensburg (Cumberland County) Landfill | GEN 2 | Biomass | Internal Combustion | Operating | 1.6 | 1.6 | 153757.56 | 32.68 | 19.43 | 13.25 | 13.25 | 0 | 12.87 |  | 10968 | [6 empty] | 0
Shippensburg (Cumberland County) Landfill | GEN 3 | Biomass | Internal Combustion | Operating | 1.6 | 1.6 | 153759.16 | 32.68 | 19.43 | 13.25 | 13.25 | 0 | 12.87 |  | 10968 | [6 empty] | 0
Shippensburg (Cumberland County) Landfill | GEN 4 | Biomass | Internal Combustion | Operating | 1.6 | 1.6 | 153760.76 | 32.68 | 19.43 | 13.25 | 13.25 | 0 | 12.87 |  | 10968 | [6 empty] | 0
Dixon Landfill | DX1 | Biomass | Internal Combustion | Operating | 0.9 | 0.9 | 153761.66 | 32.71 | 19.43 | 13.28 | 13.28 | 0 | 10.54 |  | 10140 | [6 empty] | 0
Dixon Landfill | DX2 | Biomass | Internal Combustion | Operating | 0.9 | 0.9 | 153762.56 | 32.71 | 19.43 | 13.28 | 13.28 | 0 | 10.54 |  | 10140 | [6 empty] | 0
Dixon Landfill | DX3 | Biomass | Internal Combustion | Operating | 0.9 | 0.9 | 153763.46 | 32.71 | 19.43 | 13.28 | 13.28 | 0 | 10.54 |  | 10140 | [6 empty] | 0
Dixon Landfill | DX4 | Biomass | Internal Combustion | Operating | 0.9 | 0.9 | 153764.36 | 32.71 | 19.43 | 13.28 | 13.28 | 0 | 10.54 |  | 10140 | [6 empty] | 0
Prairie View Landfill Facility | GEN1 | Biomass | Internal Combustion | Operating | 1.6 | 1.6 | 153765.96 | 32.71 | 19.43 | 13.28 | 13.28 | 0 | 12.94 |  | 10528 | [6 empty] | 0
Prairie View Landfill Facility | GEN2 | Biomass | Internal Combustion | Operating | 1.6 | 1.6 | 153767.56 | 32.71 | 19.43 | 13.28 | 13.28 | 0 | 12.94 |  | 10528 | [6 empty] | 0
Prairie View Landfill Facility | GEN3 | Biomass | Internal Combustion | Operating | 1.6 | 1.6 | 153769.16 | 32.71 | 19.43 | 13.28 | 13.28 | 0 | 12.94 |  | 10528 | [6 empty] | 0
Troy Energy | 2 | Natural Gas | Combustion Turbine | Operating | 146 | 146 | 153915.16 | 32.71 | 27.8 | 4.91 | 4.91 | 0 | 3.15 | 45.07 | 9884 | 367899 | 37223 | 2.51 | 0.0382 | 0.0008 | 119.7233 | 0
Troy Energy | 4 | Natural Gas | Combustion Turbine | Operating | 146 | 146 | 154061.16 | 32.74 | 27.82 | 4.91 | 4.91 | 0 | 3.15 | 43.62 | 9892 | 417858 | 42242 | 2.85 | 0.039 | 0.0008 | 119.8431 | 0
Zion Energy Center | CTG3 | Natural Gas | Combustion Turbine | Operating | 152 | 152 | 154213.16 | 32.75 | 30.43 | 2.32 | 2.32 | 0 | 3.17 | 35.68 | 11334 | 1865078 | 164551 | 10.35 | 0.0316 | 0.0006 | 118.8664 | 0
Brunswick Landfill | 10 | Biomass | Internal Combustion | Operating | 0.3 | 0.3 | 154213.46 | 32.77 | 19.43 | 13.34 | 13.34 | 0 | 12.99 |  | 10724 | [6 empty] | 0
Brunswick Landfill | 11 | Biomass | Internal Combustion | Operating | 0.3 | 0.3 | 154213.76 | 32.77 | 19.43 | 13.34 | 13.34 | 0 | 12.99 |  | 10724 | [6 empty] | 0
Brunswick Landfill | 12 | Biomass | Internal Combustion | Operating | 0.3 | 0.3 | 154214.06 | 32.77 | 19.43 | 13.34 | 13.34 | 0 | 12.99 |  | 10724 | [6 empty] | 0
Brunswick Landfill | 13 | Biomass | Internal Combustion | Operating | 0.3 | 0.3 | 154214.36 | 32.77 | 19.43 | 13.34 | 13.34 | 0 | 12.99 |  | 10724 | [6 empty] | 0
Brunswick Landfill | 14 | Biomass | Internal Combustion | Operating | 0.3 | 0.3 | 154214.66 | 32.77 | 19.43 | 13.34 | 13.34 | 0 | 12.99 |  | 10724 | [6 empty] | 0
Brunswick Landfill | 15 | Biomass | Internal Combustion | Operating | 0.3 | 0.3 | 154214.96 | 32.77 | 19.43 | 13.34 | 13.34 | 0 | 12.99 |  | 10724 | [6 empty] | 0
Brunswick Landfill | 16 | Biomass | Internal Combustion | Operating | 0.3 | 0.3 | 154215.26 | 32.77 | 19.43 | 13.34 | 13.34 | 0 | 12.99 |  | 10724 | [6 empty] | 0
Brunswick Landfill | 17 | Biomass | Internal Combustion | Operating | 0.3 | 0.3 | 154215.56 | 32.77 | 19.43 | 13.34 | 13.34 | 0 | 12.99 |  | 10724 | [6 empty] | 0
Brunswick Landfill | 18 | Biomass | Internal Combustion | Operating | 0.3 | 0.3 | 154215.86 | 32.77 | 19.43 | 13.34 | 13.34 | 0 | 12.99 |  | 10724 | [6 empty] | 0
Brunswick Landfill | 19 | Biomass | Internal Combustion | Operating | 0.3 | 0.3 | 154216.16 | 32.77 | 19.43 | 13.34 | 13.34 | 0 | 12.99 |  | 10724 | [6 empty] | 0
Brunswick Landfill | 2 | Biomass | Internal Combustion | Operating | 0.3 | 0.3 | 154216.46 | 32.77 | 19.43 | 13.34 | 13.34 | 0 | 12.99 |  | 10724 | [6 empty] | 0
Brunswick Landfill | 20 | Biomass | Internal Combustion | Operating | 0.3 | 0.3 | 154216.76 | 32.77 | 19.43 | 13.34 | 13.34 | 0 | 12.99 |  | 10724 | [6 empty] | 0
Brunswick Landfill | 21 | Biomass | Internal Combustion | Operating | 0.3 | 0.3 | 154217.06 | 32.77 | 19.43 | 13.34 | 13.34 | 0 | 12.99 |  | 10724 | [6 empty] | 0
Brunswick Landfill | 22 | Biomass | Internal Combustion | Operating | 0.3 | 0.3 | 154217.36 | 32.77 | 19.43 | 13.34 | 13.34 | 0 | 12.99 |  | 10724 | [6 empty] | 0
Brunswick Landfill | 23 | Biomass | Internal Combustion | Operating | 0.3 | 0.3 | 154217.66 | 32.77 | 19.43 | 13.34 | 13.34 | 0 | 12.99 |  | 10724 | [6 empty] | 0
Brunswick Landfill | 24 | Biomass | Internal Combustion | Operating | 0.3 | 0.3 | 154217.96 | 32.77 | 19.43 | 13.34 | 13.34 | 0 | 12.99 |  | 10724 | [6 empty] | 0
Brunswick Landfill | 25 | Biomass | Internal Combustion | Operating | 0.3 | 0.3 | 154218.26 | 32.77 | 19.43 | 13.34 | 13.34 | 0 | 12.99 |  | 10724 | [6 empty] | 0
Brunswick Landfill | 26 | Biomass | Internal Combustion | Operating | 0.3 | 0.3 | 154218.56 | 32.77 | 19.43 | 13.34 | 13.34 | 0 | 12.99 |  | 10724 | [6 empty] | 0
Brunswick Landfill | 27 | Biomass | Internal Combustion | Operating | 0.3 | 0.3 | 154218.86 | 32.77 | 19.43 | 13.34 | 13.34 | 0 | 12.99 |  | 10724 | [6 empty] | 0
Brunswick Landfill | 28 | Biomass | Internal Combustion | Operating | 0.3 | 0.3 | 154219.16 | 32.77 | 19.43 | 13.34 | 13.34 | 0 | 12.99 |  | 10724 | [6 empty] | 0
Brunswick Landfill | 29 | Biomass | Internal Combustion | Operating | 0.3 | 0.3 | 154219.46 | 32.77 | 19.43 | 13.34 | 13.34 | 0 | 12.99 |  | 10724 | [6 empty] | 0
Brunswick Landfill | 3 | Biomass | Internal Combustion | Operating | 0.3 | 0.3 | 154219.76 | 32.77 | 19.43 | 13.34 | 13.34 | 0 | 12.99 |  | 10724 | [6 empty] | 0
Brunswick Landfill | 30 | Biomass | Internal Combustion | Operating | 0.3 | 0.3 | 154220.06 | 32.77 | 19.43 | 13.34 | 13.34 | 0 | 12.99 |  | 10724 | [6 empty] | 0
Brunswick Landfill | 31 | Biomass | Internal Combustion | Operating | 0.3 | 0.3 | 154220.36 | 32.77 | 19.43 | 13.34 | 13.34 | 0 | 12.99 |  | 10724 | [6 empty] | 0
Brunswick Landfill | 32 | Biomass | Internal Combustion | Operating | 0.3 | 0.3 | 154220.66 | 32.77 | 19.43 | 13.34 | 13.34 | 0 | 12.99 |  | 10724 | [6 empty] | 0
Brunswick Landfill | 33 | Biomass | Internal Combustion | Operating | 0.3 | 0.3 | 154220.96 | 32.77 | 19.43 | 13.34 | 13.34 | 0 | 12.99 |  | 10724 | [6 empty] | 0
Brunswick Landfill | 34 | Biomass | Internal Combustion | Operating | 0.3 | 0.3 | 154221.26 | 32.77 | 19.43 | 13.34 | 13.34 | 0 | 12.99 |  | 10724 | [6 empty] | 0
Brunswick Landfill | 35 | Biomass | Internal Combustion | Operating | 0.3 | 0.3 | 154221.56 | 32.77 | 19.43 | 13.34 | 13.34 | 0 | 12.99 |  | 10724 | [6 empty] | 0
Brunswick Landfill | 36 | Biomass | Internal Combustion | Operating | 0.3 | 0.3 | 154221.86 | 32.77 | 19.43 | 13.34 | 13.34 | 0 | 12.99 |  | 10724 | [6 empty] | 0
Brunswick Landfill | 4 | Biomass | Internal Combustion | Operating | 0.3 | 0.3 | 154222.16 | 32.77 | 19.43 | 13.34 | 13.34 | 0 | 12.99 |  | 10724 | [6 empty] | 0
Brunswick Landfill | 5 | Biomass | Internal Combustion | Operating | 0.3 | 0.3 | 154222.46 | 32.77 | 19.43 | 13.34 | 13.34 | 0 | 12.99 |  | 10724 | [6 empty] | 0
Brunswick Landfill | 6 | Biomass | Internal Combustion | Operating | 0.3 | 0.3 | 154222.76 | 32.77 | 19.43 | 13.34 | 13.34 | 0 | 12.99 |  | 10724 | [6 empty] | 0
Brunswick Landfill | 7 | Biomass | Internal Combustion | Operating | 0.3 | 0.3 | 154223.06 | 32.77 | 19.43 | 13.34 | 13.34 | 0 | 12.99 |  | 10724 | [6 empty] | 0
Brunswick Landfill | 8 | Biomass | Internal Combustion | Operating | 0.3 | 0.3 | 154223.36 | 32.77 | 19.43 | 13.34 | 13.34 | 0 | 12.99 |  | 10724 | [6 empty] | 0
Brunswick Landfill | 9 | Biomass | Internal Combustion | Operating | 0.3 | 0.3 | 154223.66 | 32.77 | 19.43 | 13.34 | 13.34 | 0 | 12.99 |  | 10724 | [6 empty] | 0
Rockford I Energy Center | 1 | Natural Gas | Combustion Turbine | Operating | 150 | 150 | 154373.66 | 32.77 | 28.64 | 4.13 | 4.13 | 0 | 3.24 | 38.92 | 10674 | 843107 | 78987 | 4.87 | 0.0524 | 0.0006 | 118.8583 | 0
Millersville LFG | CAT1 | Biomass | Internal Combustion | Operating | 1.5 | 1.5 | 154375.16 | 32.79 | 19.43 | 13.36 | 13.36 | 0 | 12.83 |  | 10807 | [6 empty] | 0
Millersville LFG | CAT2 | Biomass | Internal Combustion | Operating | 1.5 | 1.5 | 154376.66 | 32.79 | 19.43 | 13.36 | 13.36 | 0 | 12.83 |  | 10807 | [6 empty] | 0
University Park Energy | UPG6 | Natural Gas | Combustion Turbine | Operating | 50 | 50 | 154426.66 | 32.79 | 30.02 | 2.78 | 2.78 | 0 | 3.25 | 37.15 | 11188 | 416927 | 37266 | 7.58 | 0.0861 | 0.0006 | 117.988 | 0
Northern Tier Landfill | GEN 1 | Biomass | Internal Combustion | Operating | 1.6 | 1.6 | 154428.26 | 32.8 | 19.43 | 13.37 | 13.37 | 0 | 11 |  | 11294 | [6 empty] | 0
Beaver Dam Gas Project | GEN1 | Natural Gas | Internal Combustion | Operating | 3.98 | 3.98 | 154432.24 | 32.81 | 18.67 | 14.14 | 14.14 | 0 | 9.71 |  | 11075 | [6 empty] | 0
Beaver Dam Gas Project | GEN2 | Natural Gas | Internal Combustion | Operating | 3.98 | 3.98 | 154436.22 | 32.81 | 18.67 | 14.14 | 14.14 | 0 | 9.71 |  | 11075 | [6 empty] | 0
Beaver Dam Gas Project | GEN3 | Natural Gas | Internal Combustion | Operating | 3.98 | 3.98 | 154440.2 | 32.81 | 18.67 | 14.14 | 14.14 | 0 | 9.71 |  | 11075 | [6 empty] | 0
Beaver Dam Gas Project | GEN4 | Natural Gas | Internal Combustion | Operating | 3.98 | 3.98 | 154444.18 | 32.81 | 18.67 | 14.14 | 14.14 | 0 | 9.71 |  | 11075 | [6 empty] | 0
Beaver Dam Gas Project | GEN5 | Natural Gas | Internal Combustion | Operating | 3.98 | 3.98 | 154448.16 | 32.81 | 18.67 | 14.14 | 14.14 | 0 | 9.71 |  | 11075 | [6 empty] | 0
Pioneer Crossing Landfill | LFG1 | Biomass | Internal Combustion | Operating | 1.6 | 1.6 | 154449.76 | 32.81 | 19.43 | 13.38 | 13.38 | 0 | 12.91 |  | 11266 | [6 empty] | 0
Pioneer Crossing Landfill | LFG2 | Biomass | Internal Combustion | Operating | 1.6 | 1.6 | 154451.36 | 32.81 | 19.43 | 13.38 | 13.38 | 0 | 12.91 |  | 11266 | [6 empty] | 0
Pioneer Crossing Landfill | LFG3 | Biomass | Internal Combustion | Operating | 1.6 | 1.6 | 154452.96 | 32.81 | 19.43 | 13.38 | 13.38 | 0 | 12.91 |  | 11266 | [6 empty] | 0
Pioneer Crossing Landfill | LFG4 | Biomass | Internal Combustion | Operating | 1.6 | 1.6 | 154454.56 | 32.81 | 19.43 | 13.38 | 13.38 | 0 | 12.91 |  | 11266 | [6 empty] | 0
Pioneer Crossing Landfill | LFG5 | Biomass | Internal Combustion | Operating | 1.6 | 1.6 | 154456.16 | 32.81 | 19.43 | 13.38 | 13.38 | 0 | 12.91 |  | 11266 | [6 empty] | 0
Burlington County Resource Recovery Complex | UNIT1 | Biomass | Internal Combustion | Operating | 1.4 | 1.4 | 154457.56 | 32.82 | 19.43 | 13.39 | 13.39 | 0 | 12.73 |  | 10015 | [6 empty] | 1
Burlington County Resource Recovery Complex | UNIT2 | Biomass | Internal Combustion | Operating | 1.4 | 1.4 | 154458.96 | 32.82 | 19.43 | 13.39 | 13.39 | 0 | 12.73 |  | 10015 | [6 empty] | 1
Burlington County Resource Recovery Complex | UNIT3 | Biomass | Internal Combustion | Operating | 1.4 | 1.4 | 154460.36 | 32.82 | 19.43 | 13.39 | 13.39 | 0 | 12.73 |  | 10015 | [6 empty] | 1
Burlington County Resource Recovery Complex | UNIT4 | Biomass | Internal Combustion | Operating | 1.4 | 1.4 | 154461.76 | 32.82 | 19.43 | 13.39 | 13.39 | 0 | 12.73 |  | 10015 | [6 empty] | 1
Burlington County Resource Recovery Complex | UNIT5 | Biomass | Internal Combustion | Operating | 1.4 | 1.4 | 154463.16 | 32.82 | 19.43 | 13.39 | 13.39 | 0 | 12.73 |  | 10015 | [6 empty] | 1
Elwood Energy | GT9 | Natural Gas | Combustion Turbine | Operating | 150 | 150 | 154613.16 | 32.82 | 30.3 | 2.51 | 2.51 | 0 | 3.1 | 42.74 | 11294 | 529905 | 46919 | 2.78 | 0.0329 | 0.0003 | 118.8588 | 0
Arden Landfill | GEN1 | Biomass | Internal Combustion | Operating | 0.8 | 0.8 | 154613.96 | 32.85 | 19.43 | 13.43 | 13.43 | 0 | 12.66 |  | 12412 | [6 empty] | 0
Arden Landfill | GEN2 | Biomass | Internal Combustion | Operating | 0.8 | 0.8 | 154614.76 | 32.85 | 19.43 | 13.43 | 13.43 | 0 | 12.66 |  | 12412 | [6 empty] | 0
Arden Landfill | GEN3 | Biomass | Internal Combustion | Operating | 0.8 | 0.8 | 154615.56 | 32.85 | 19.43 | 13.43 | 13.43 | 0 | 12.66 |  | 12412 | [6 empty] | 0
Arden Landfill | GEN4 | Biomass | Internal Combustion | Operating | 0.8 | 0.8 | 154616.36 | 32.85 | 19.43 | 13.43 | 13.43 | 0 | 12.66 |  | 12412 | [6 empty] | 0
Arden Landfill | GEN5 | Biomass | Internal Combustion | Operating | 0.8 | 0.8 | 154617.16 | 32.85 | 19.43 | 13.43 | 13.43 | 0 | 12.66 |  | 12412 | [6 empty] | 0
Arden Landfill | GEN6 | Biomass | Internal Combustion | Operating | 0.8 | 0.8 | 154617.96 | 32.85 | 19.43 | 13.43 | 13.43 | 0 | 12.66 |  | 12412 | [6 empty] | 0
Mahoning Renewable Energy Facility | GEN1 | Biomass | Internal Combustion | Operating | 0.4 | 0.4 | 154618.36 | 32.85 | 19.43 | 13.43 | 13.43 | 0 | 13.16 |  | 12074 | [6 empty] | 0
Mahoning Renewable Energy Facility | GEN2 | Biomass | Internal Combustion | Operating | 0.4 | 0.4 | 154618.76 | 32.85 | 19.43 | 13.43 | 13.43 | 0 | 13.16 |  | 12074 | [6 empty] | 0
Mahoning Renewable Energy Facility | GEN3 | Biomass | Internal Combustion | Operating | 0.4 | 0.4 | 154619.16 | 32.85 | 19.43 | 13.43 | 13.43 | 0 | 13.16 |  | 12074 | [6 empty] | 0
Mahoning Renewable Energy Facility | GEN4 | Biomass | Internal Combustion | Operating | 0.4 | 0.4 | 154619.56 | 32.85 | 19.43 | 13.43 | 13.43 | 0 | 13.16 |  | 12074 | [6 empty] | 0
Mahoning Renewable Energy Facility | GEN5 | Biomass | Internal Combustion | Operating | 0.4 | 0.4 | 154619.96 | 32.85 | 19.43 | 13.43 | 13.43 | 0 | 13.16 |  | 12074 | [6 empty] | 0
Bethel Landfill | GEN1 | Biomass | Internal Combustion | Operating | 0.8 | 0.8 | 154620.76 | 32.86 | 19.43 | 13.44 | 13.44 | 0 | 12.52 |  | 12118 | [6 empty] | 0
Bethel Landfill | GEN2 | Biomass | Internal Combustion | Operating | 0.8 | 0.8 | 154621.56 | 32.86 | 19.43 | 13.44 | 13.44 | 0 | 12.52 |  | 12118 | [6 empty] | 0
Bethel Landfill | GEN3 | Biomass | Internal Combustion | Operating | 0.8 | 0.8 | 154622.36 | 32.86 | 19.43 | 13.44 | 13.44 | 0 | 12.52 |  | 12118 | [6 empty] | 0
Bethel Landfill | GEN4 | Biomass | Internal Combustion | Operating | 0.8 | 0.8 | 154623.16 | 32.86 | 19.43 | 13.44 | 13.44 | 0 | 12.52 |  | 12118 | [6 empty] | 0
Bethel Landfill | GEN5 | Biomass | Internal Combustion | Operating | 0.8 | 0.8 | 154623.96 | 32.86 | 19.43 | 13.44 | 13.44 | 0 | 12.52 |  | 12118 | [6 empty] | 0
Bethel Landfill | GEN6 | Biomass | Internal Combustion | Operating | 0.8 | 0.8 | 154624.76 | 32.86 | 19.43 | 13.44 | 13.44 | 0 | 12.52 |  | 12118 | [6 empty] | 0
University Park Energy | UPG2 | Natural Gas | Combustion Turbine | Operating | 50 | 50 | 154674.76 | 32.89 | 30.11 | 2.78 | 2.78 | 0 | 3.25 | 38.47 | 11222 | 326584 | 29101 | 5.92 | 0.0862 | 0.0006 | 117.9641 | 0
Woodbine Landfill Plant | V1021 | Biomass | Internal Combustion | Operating | 2.1 | 2.1 | 154676.86 | 32.9 | 19.43 | 13.47 | 13.47 | 0 | 12.86 |  | 10127 | [6 empty] | 0
Bavarian Landfill | 1 | Biomass | Internal Combustion | Operating | 0.8 | 0.8 | 154677.66 | 32.91 | 19.43 | 13.49 | 13.49 | 0 | 11 |  | 12268 | [6 empty] | 0
Bavarian Landfill | 2 | Biomass | Internal Combustion | Operating | 0.8 | 0.8 | 154678.46 | 32.91 | 19.43 | 13.49 | 13.49 | 0 | 11 |  | 12268 | [6 empty] | 0
Bavarian Landfill | 3 | Biomass | Internal Combustion | Operating | 0.8 | 0.8 | 154679.26 | 32.91 | 19.43 | 13.49 | 13.49 | 0 | 11 |  | 12268 | [6 empty] | 0
Bavarian Landfill | 4 | Biomass | Internal Combustion | Operating | 0.8 | 0.8 | 154680.06 | 32.91 | 19.43 | 13.49 | 13.49 | 0 | 11 |  | 12268 | [6 empty] | 0
Green Valley Landfill | 1 | Biomass | Internal Combustion | Operating | 0.8 | 0.8 | 154680.86 | 32.91 | 19.43 | 13.49 | 13.49 | 0 | 10.17 |  | 11934 | [6 empty] | 0
Green Valley Landfill | 2 | Biomass | Internal Combustion | Operating | 0.8 | 0.8 | 154681.66 | 32.91 | 19.43 | 13.49 | 13.49 | 0 | 10.17 |  | 11934 | [6 empty] | 0
Green Valley Landfill | 3 | Biomass | Internal Combustion | Operating | 0.8 | 0.8 | 154682.46 | 32.91 | 19.43 | 13.49 | 13.49 | 0 | 10.17 |  | 11934 | [6 empty] | 0
Elmwood Park Plant | GEN1 | Natural Gas | Combined Cycle | Operating | 50.47 | 50.47 | 154732.93 | 32.92 | 24.69 | 8.22 | 8.22 | 0 | 26.37 |  | 10260 |  |  |  | 0.0588 | 0.0006 | 118.8522 | 1
Elmwood Park Plant | GEN2 | Natural Gas | Combined Cycle | Operating | 20.53 | 20.53 | 154753.46 | 32.92 | 24.69 | 8.22 | 8.22 | 0 | 26.37 |  | 10260 |  |  |  | 0.0588 | 0.0006 | 118.8522 | 1
Allenwood (PPLRE Lycoming County Landfill Project) | 1 | Biomass | Internal Combustion | Operating | 1.6 | 1.6 | 154755.06 | 32.94 | 19.43 | 13.52 | 13.52 | 0 | 12.87 |  | 10739 | [6 empty] | 0
Allenwood (PPLRE Lycoming County Landfill Project) | 2 | Biomass | Internal Combustion | Operating | 1.6 | 1.6 | 154756.66 | 32.94 | 19.43 | 13.52 | 13.52 | 0 | 12.87 |  | 10739 | [6 empty] | 0
University Park Energy | UPG1 | Natural Gas | Combustion Turbine | Operating | 50 | 50 | 154806.66 | 32.94 | 30.16 | 2.78 | 2.78 | 0 | 3.25 | 37.43 | 11242 | 406199 | 36133 | 7.35 | 0.0864 | 0.0006 | 117.9532 | 0
Zook Generating Station (L&S Sweetners) | GEN1 | Biomass | Internal Combustion | Operating | 1.6 | 1.6 | 154808.26 | 32.98 | 19.43 | 13.55 | 13.55 | 0 | 13.08 |  | 11229 | [6 empty] | 0
Zook Generating Station (L&S Sweetners) | GEN2 | Biomass | Internal Combustion | Operating | 1.6 | 1.6 | 154809.86 | 32.98 | 19.43 | 13.55 | 13.55 | 0 | 13.08 |  | 11229 | [6 empty] | 0
Cinnamon Bay Landfill Plant | 1A | Biomass | Internal Combustion | Operating | 1.52 | 1.52 | 154811.38 | 33 | 19.43 | 13.57 | 13.57 | 0 | 13.2 |  | 11150 | [6 empty] | 0
Cinnamon Bay Landfill Plant | 1B | Biomass | Internal Combustion | Operating | 1.52 | 1.52 | 154812.9 | 33 | 19.43 | 13.57 | 13.57 | 0 | 13.2 |  | 11150 | [6 empty] | 0
Cinnamon Bay Landfill Plant | 1C | Biomass | Internal Combustion | Operating | 1.52 | 1.52 | 154814.42 | 33 | 19.43 | 13.57 | 13.57 | 0 | 13.2 |  | 11150 | [6 empty] | 0
Cinnamon Bay Landfill Plant | 1D | Biomass | Internal Combustion | Operating | 1.52 | 1.52 | 154815.94 | 33 | 19.43 | 13.57 | 13.57 | 0 | 13.2 |  | 11150 | [6 empty] | 0
Cinnamon Bay Landfill Plant | 1E | Biomass | Internal Combustion | Operating | 1.52 | 1.52 | 154817.46 | 33 | 19.43 | 13.57 | 13.57 | 0 | 13.2 |  | 11150 | [6 empty] | 0
Cinnamon Bay Landfill Plant | 1F | Biomass | Internal Combustion | Operating | 1.52 | 1.52 | 154818.98 | 33 | 19.43 | 13.57 | 13.57 | 0 | 13.2 |  | 11150 | [6 empty] | 0
Croda Atlas Point CHP | 91197 | Biomass | Internal Combustion | Operating | 1.1 | 1.1 | 154820.08 | 33.07 | 19.43 | 13.64 | 13.64 | 0 | 12.89 |  | 5091 | [6 empty] | 1
Croda Atlas Point CHP | 91198 | Biomass | Internal Combustion | Operating | 1.1 | 1.1 | 154821.18 | 33.07 | 19.43 | 13.64 | 13.64 | 0 | 12.89 |  | 5091 | [6 empty] | 1
Ameresco (CSWMC) Landfill - Sandtown | 1C | Biomass | Internal Combustion | Operating | 1 | 1 | 154822.18 | 33.08 | 19.43 | 13.66 | 13.66 | 0 | 12.3 |  | 11437 | [6 empty] | 0
Ameresco (CSWMC) Landfill - Sandtown | 2C | Biomass | Internal Combustion | Operating | 1 | 1 | 154823.18 | 33.08 | 19.43 | 13.66 | 13.66 | 0 | 12.3 |  | 11437 | [6 empty] | 0
Ameresco (CSWMC) Landfill - Sandtown | 3C | Biomass | Internal Combustion | Operating | 1 | 1 | 154824.18 | 33.08 | 19.43 | 13.66 | 13.66 | 0 | 12.3 |  | 11437 | [6 empty] | 0
Ameresco (CSWMC) Landfill - Sandtown | 4C | Biomass | Internal Combustion | Operating | 1 | 1 | 154825.18 | 33.08 | 19.43 | 13.66 | 13.66 | 0 | 12.3 |  | 11437 | [6 empty] | 0
Ameresco (CSWMC) Landfill - Sandtown | 5C | Biomass | Internal Combustion | Operating | 1 | 1 | 154826.18 | 33.08 | 19.43 | 13.66 | 13.66 | 0 | 12.3 |  | 11437 | [6 empty] | 0
Elwood Energy | GT6 | Natural Gas | Combustion Turbine | Operating | 150 | 150 | 154976.18 | 33.1 | 30.59 | 2.51 | 2.51 | 0 | 3.1 | 35.03 | 11400 | 2753869 | 241560 | 14.32 | 0.0301 | 0.0003 | 118.8589 | 0
Ameresco (SSWMC) Landfill | 1 | Biomass | Internal Combustion | Operating | 1 | 1 | 154977.18 | 33.16 | 19.43 | 13.73 | 13.73 | 0 | 12.3 |  | 11130 | [6 empty] | 0
Ameresco (SSWMC) Landfill | 2 | Biomass | Internal Combustion | Operating | 1 | 1 | 154978.18 | 33.16 | 19.43 | 13.73 | 13.73 | 0 | 12.3 |  | 11130 | [6 empty] | 0
Ameresco (SSWMC) Landfill | 3 | Biomass | Internal Combustion | Operating | 1 | 1 | 154979.18 | 33.16 | 19.43 | 13.73 | 13.73 | 0 | 12.3 |  | 11130 | [6 empty] | 0
Ameresco (SSWMC) Landfill | 4 | Biomass | Internal Combustion | Operating | 1 | 1 | 154980.18 | 33.16 | 19.43 | 13.73 | 13.73 | 0 | 12.3 |  | 11130 | [6 empty] | 0
Ameresco (SSWMC) Landfill | 5 | Biomass | Internal Combustion | Operating | 1 | 1 | 154981.18 | 33.16 | 19.43 | 13.73 | 13.73 | 0 | 12.3 |  | 11130 | [6 empty] | 0
Lycoming County Landfill Project (PPL Renewable) | 1 | Biomass | Internal Combustion | Operating | 1.5 | 1.5 | 154982.68 | 33.18 | 19.43 | 13.76 | 13.76 | 0 | 12.83 |  | 11465 | [6 empty] | 0
Lycoming County Landfill Project (PPL Renewable) | 2 | Biomass | Internal Combustion | Operating | 1.5 | 1.5 | 154984.18 | 33.18 | 19.43 | 13.76 | 13.76 | 0 | 12.83 |  | 11465 | [6 empty] | 0
Big Sandy Peaker | BSG3 | Natural Gas | Combustion Turbine | Operating | 50 | 50 | 155034.18 | 33.2 | 28.84 | 4.35 | 4.35 | 0 | 3.24 | 41.07 | 11036 | 227424 | 20608 | 4.12 | 0.1571 | 0.0007 | 118.0543 | 0
Morris Genco Landfill | MO4 | Biomass | Internal Combustion | Operating | 1 | 1 | 155035.18 | 33.2 | 19.43 | 13.77 | 13.77 | 0 | 12.5 |  | 10982 | [6 empty] | 0
Morris Genco Landfill | MO5 | Biomass | Internal Combustion | Operating | 1 | 1 | 155036.18 | 33.2 | 19.43 | 13.77 | 13.77 | 0 | 12.5 |  | 10982 | [6 empty] | 0
Pendleton County Landfill | 1 | Biomass | Internal Combustion | Operating | 0.8 | 0.8 | 155036.98 | 33.2 | 19.43 | 13.77 | 13.77 | 0 | 11.83 |  | 11918 | [6 empty] | 0
Pendleton County Landfill | 2 | Biomass | Internal Combustion | Operating | 0.8 | 0.8 | 155037.78 | 33.2 | 19.43 | 13.77 | 13.77 | 0 | 11.83 |  | 11918 | [6 empty] | 0
Pendleton County Landfill | 3 | Biomass | Internal Combustion | Operating | 0.8 | 0.8 | 155038.58 | 33.2 | 19.43 | 13.77 | 13.77 | 0 | 11.83 |  | 11918 | [6 empty] | 0
Pendleton County Landfill | 4 | Biomass | Internal Combustion | Operating | 0.8 | 0.8 | 155039.38 | 33.2 | 19.43 | 13.77 | 13.77 | 0 | 11.83 |  | 11918 | [6 empty] | 0
Big Sandy Peaker | BSG4 | Natural Gas | Combustion Turbine | Operating | 50 | 50 | 155089.38 | 33.21 | 28.86 | 4.35 | 4.35 | 0 | 3.24 | 41.35 | 11042 | 220089 | 19931 | 3.98 | 0.1319 | 0.0006 | 118.0314 | 0
James River Genco | GEN1 | Coal | Steam Turbine | Operating | 46.3 | 46.3 | 155135.68 | 33.21 | 30.63 | 2.58 | 2.58 | 0 | 27.31 |  | 11298 |  |  |  | 0.4143 | 0.7044 | 205.205 | 1
I-95 Landfill Phase I | UNT1 | Biomass | Internal Combustion | Operating | 0.8 | 0.8 | 155136.48 | 33.22 | 19.43 | 13.8 | 13.8 | 0 | 8.72 |  | 13500 | [6 empty] | 0
I-95 Landfill Phase I | UNT2 | Biomass | Internal Combustion | Operating | 0.8 | 0.8 | 155137.28 | 33.22 | 19.43 | 13.8 | 13.8 | 0 | 8.72 |  | 13500 | [6 empty] | 0
I-95 Landfill Phase I | UNT3 | Biomass | Internal Combustion | Operating | 0.8 | 0.8 | 155138.08 | 33.22 | 19.43 | 13.8 | 13.8 | 0 | 8.72 |  | 13500 | [6 empty] | 0
I-95 Landfill Phase I | UNT4 | Biomass | Internal Combustion | Operating | 0.8 | 0.8 | 155138.88 | 33.22 | 19.43 | 13.8 | 13.8 | 0 | 8.72 |  | 13500 | [6 empty] | 0
Archbald Cogeneration | GEN1 | Biomass | Steam Turbine | Operating | 20 | 20 | 155158.88 | 33.23 | 18.37 | 14.85 | 14.85 | 0 | 64.71 |  | 14732 |  |  |  | 0.041 | 0.027 | 171.5 | 1
Whitewater Valley | 1 | Coal | Steam Turbine | Operating | 34.7 | 34.7 | 155193.58 | 33.26 | 30.69 | 2.58 | 2.58 | 0 | 27.31 |  | 13680 |  |  |  | 0.2584 | 3.8077 | 205.2016 | 0
Frederick County LFGTE Facility | 1 | Biomass | Internal Combustion | Operating | 1 | 1 | 155194.58 | 33.27 | 19.43 | 13.85 | 13.85 | 0 | 11.83 |  | 11612 | [6 empty] | 0
Frederick County LFGTE Facility | 2 | Biomass | Internal Combustion | Operating | 1 | 1 | 155195.58 | 33.27 | 19.43 | 13.85 | 13.85 | 0 | 11.83 |  | 11612 | [6 empty] | 0
Big Sandy Peaker | BSG2 | Natural Gas | Combustion Turbine | Operating | 50 | 50 | 155245.58 | 33.28 | 28.92 | 4.35 | 4.35 | 0 | 3.24 | 41.67 | 11066 | 213874 | 19326 | 3.86 | 0.1348 | 0.0006 | 118.0254 | 0
Big Sandy Peaker | BSG6 | Natural Gas | Combustion Turbine | Operating | 50 | 50 | 155295.58 | 33.34 | 28.99 | 4.35 | 4.35 | 0 | 3.24 | 42.31 | 11092 | 200655 | 18089 | 3.61 | 0.1268 | 0.0006 | 118.0267 | 0
PWD Northeast WPCP Biogas Cogen | NBG1 | Biomass | Internal Combustion | Operating | 1.4 | 1.4 | 155296.98 | 33.35 | 19.43 | 13.92 | 13.92 | 0 | 13.26 |  | 9236 | [6 empty] | 1
PWD Northeast WPCP Biogas Cogen | NBG2 | Biomass | Internal Combustion | Operating | 1.4 | 1.4 | 155298.38 | 33.35 | 19.43 | 13.92 | 13.92 | 0 | 13.26 |  | 9236 | [6 empty] | 1
PWD Northeast WPCP Biogas Cogen | NBG3 | Biomass | Internal Combustion | Operating | 1.4 | 1.4 | 155299.78 | 33.35 | 19.43 | 13.92 | 13.92 | 0 | 13.26 |  | 9236 | [6 empty] | 1
PWD Northeast WPCP Biogas Cogen | NBG4 | Biomass | Internal Combustion | Operating | 1.4 | 1.4 | 155301.18 | 33.35 | 19.43 | 13.92 | 13.92 | 0 | 13.26 |  | 9236 | [6 empty] | 1
Big Sandy Peaker | BSG1 | Natural Gas | Combustion Turbine | Operating | 50 | 50 | 155351.18 | 33.36 | 29.01 | 4.35 | 4.35 | 0 | 3.24 | 42.15 | 11098 | 204843 | 18457 | 3.69 | 0.1499 | 0.0007 | 118.0351 | 0
Chesterfield Landfill | 1 | Biomass | Internal Combustion | Operating | 0.3 | 0.3 | 155351.48 | 33.36 | 19.43 | 13.93 | 13.93 | 0 | 12.99 |  | 12033 | [6 empty] | 0
Chesterfield Landfill | 10 | Biomass | Internal Combustion | Operating | 0.3 | 0.3 | 155351.78 | 33.36 | 19.43 | 13.93 | 13.93 | 0 | 12.99 |  | 12033 | [6 empty] | 0
Chesterfield Landfill | 11 | Biomass | Internal Combustion | Operating | 0.3 | 0.3 | 155352.08 | 33.36 | 19.43 | 13.93 | 13.93 | 0 | 12.99 |  | 12033 | [6 empty] | 0
Chesterfield Landfill | 12 | Biomass | Internal Combustion | Operating | 0.3 | 0.3 | 155352.38 | 33.36 | 19.43 | 13.93 | 13.93 | 0 | 12.99 |  | 12033 | [6 empty] | 0
Chesterfield Landfill | 13 | Biomass | Internal Combustion | Operating | 0.3 | 0.3 | 155352.68 | 33.36 | 19.43 | 13.93 | 13.93 | 0 | 12.99 |  | 12033 | [6 empty] | 0
Chesterfield Landfill | 14 | Biomass | Internal Combustion | Operating | 0.3 | 0.3 | 155352.98 | 33.36 | 19.43 | 13.93 | 13.93 | 0 | 12.99 |  | 12033 | [6 empty] | 0
Chesterfield Landfill | 15 | Biomass | Internal Combustion | Operating | 0.3 | 0.3 | 155353.28 | 33.36 | 19.43 | 13.93 | 13.93 | 0 | 12.99 |  | 12033 | [6 empty] | 0
Chesterfield Landfill | 16 | Biomass | Internal Combustion | Operating | 0.3 | 0.3 | 155353.58 | 33.36 | 19.43 | 13.93 | 13.93 | 0 | 12.99 |  | 12033 | [6 empty] | 0
Chesterfield Landfill | 17 | Biomass | Internal Combustion | Operating | 0.3 | 0.3 | 155353.88 | 33.36 | 19.43 | 13.93 | 13.93 | 0 | 12.99 |  | 12033 | [6 empty] | 0
Chesterfield Landfill | 18 | Biomass | Internal Combustion | Operating | 0.3 | 0.3 | 155354.18 | 33.36 | 19.43 | 13.93 | 13.93 | 0 | 12.99 |  | 12033 | [6 empty] | 0
Chesterfield Landfill | 19 | Biomass | Internal Combustion | Operating | 0.3 | 0.3 | 155354.48 | 33.36 | 19.43 | 13.93 | 13.93 | 0 | 12.99 |  | 12033 | [6 empty] | 0
Chesterfield Landfill | 2 | Biomass | Internal Combustion | Operating | 0.3 | 0.3 | 155354.78 | 33.36 | 19.43 | 13.93 | 13.93 | 0 | 12.99 |  | 12033 | [6 empty] | 0
Chesterfield Landfill | 20 | Biomass | Internal Combustion | Operating | 0.3 | 0.3 | 155355.08 | 33.36 | 19.43 | 13.93 | 13.93 | 0 | 12.99 |  | 12033 | [6 empty] | 0
Chesterfield Landfill | 21 | Biomass | Internal Combustion | Operating | 0.3 | 0.3 | 155355.38 | 33.36 | 19.43 | 13.93 | 13.93 | 0 | 12.99 |  | 12033 | [6 empty] | 0
Chesterfield Landfill | 22 | Biomass | Internal Combustion | Operating | 0.3 | 0.3 | 155355.68 | 33.36 | 19.43 | 13.93 | 13.93 | 0 | 12.99 |  | 12033 | [6 empty] | 0
Chesterfield Landfill | 23 | Biomass | Internal Combustion | Operating | 0.3 | 0.3 | 155355.98 | 33.36 | 19.43 | 13.93 | 13.93 | 0 | 12.99 |  | 12033 | [6 empty] | 0
Chesterfield Landfill | 24 | Biomass | Internal Combustion | Operating | 0.3 | 0.3 | 155356.28 | 33.36 | 19.43 | 13.93 | 13.93 | 0 | 12.99 |  | 12033 | [6 empty] | 0
Chesterfield Landfill | 25 | Biomass | Internal Combustion | Operating | 0.3 | 0.3 | 155356.58 | 33.36 | 19.43 | 13.93 | 13.93 | 0 | 12.99 |  | 12033 | [6 empty] | 0
Chesterfield Landfill | 26 | Biomass | Internal Combustion | Operating | 0.3 | 0.3 | 155356.88 | 33.36 | 19.43 | 13.93 | 13.93 | 0 | 12.99 |  | 12033 | [6 empty] | 0
Chesterfield Landfill | 27 | Biomass | Internal Combustion | Operating | 0.3 | 0.3 | 155357.18 | 33.36 | 19.43 | 13.93 | 13.93 | 0 | 12.99 |  | 12033 | [6 empty] | 0
Chesterfield Landfill | 28 | Biomass | Internal Combustion | Operating | 0.3 | 0.3 | 155357.48 | 33.36 | 19.43 | 13.93 | 13.93 | 0 | 12.99 |  | 12033 | [6 empty] | 0
Chesterfield Landfill | 29 | Biomass | Internal Combustion | Operating | 0.3 | 0.3 | 155357.78 | 33.36 | 19.43 | 13.93 | 13.93 | 0 | 12.99 |  | 12033 | [6 empty] | 0
Chesterfield Landfill | 3 | Biomass | Internal Combustion | Operating | 0.3 | 0.3 | 155358.08 | 33.36 | 19.43 | 13.93 | 13.93 | 0 | 12.99 |  | 12033 | [6 empty] | 0
Chesterfield Landfill | 30 | Biomass | Internal Combustion | Operating | 0.3 | 0.3 | 155358.38 | 33.36 | 19.43 | 13.93 | 13.93 | 0 | 12.99 |  | 12033 | [6 empty] | 0
Chesterfield Landfill | 31 | Biomass | Internal Combustion | Operating | 0.3 | 0.3 | 155358.68 | 33.36 | 19.43 | 13.93 | 13.93 | 0 | 12.99 |  | 12033 | [6 empty] | 0
Chesterfield Landfill | 32 | Biomass | Internal Combustion | Operating | 0.3 | 0.3 | 155358.98 | 33.36 | 19.43 | 13.93 | 13.93 | 0 | 12.99 |  | 12033 | [6 empty] | 0
Chesterfield Landfill | 33 | Biomass | Internal Combustion | Operating | 0.3 | 0.3 | 155359.28 | 33.36 | 19.43 | 13.93 | 13.93 | 0 | 12.99 |  | 12033 | [6 empty] | 0
Chesterfield Landfill | 34 | Biomass | Internal Combustion | Operating | 0.3 | 0.3 | 155359.58 | 33.36 | 19.43 | 13.93 | 13.93 | 0 | 12.99 |  | 12033 | [6 empty] | 0
Chesterfield Landfill | 35 | Biomass | Internal Combustion | Operating | 0.3 | 0.3 | 155359.88 | 33.36 | 19.43 | 13.93 | 13.93 | 0 | 12.99 |  | 12033 | [6 empty] | 0
Chesterfield Landfill | 36 | Biomass | Internal Combustion | Operating | 0.3 | 0.3 | 155360.18 | 33.36 | 19.43 | 13.93 | 13.93 | 0 | 12.99 |  | 12033 | [6 empty] | 0
Chesterfield Landfill | 37 | Biomass | Internal Combustion | Operating | 0.3 | 0.3 | 155360.48 | 33.36 | 19.43 | 13.93 | 13.93 | 0 | 12.99 |  | 12033 | [6 empty] | 0
Chesterfield Landfill | 38 | Biomass | Internal Combustion | Operating | 0.3 | 0.3 | 155360.78 | 33.36 | 19.43 | 13.93 | 13.93 | 0 | 12.99 |  | 12033 | [6 empty] | 0
Chesterfield Landfill | 39 | Biomass | Internal Combustion | Operating | 0.3 | 0.3 | 155361.08 | 33.36 | 19.43 | 13.93 | 13.93 | 0 | 12.99 |  | 12033 | [6 empty] | 0
Chesterfield Landfill | 4 | Biomass | Internal Combustion | Operating | 0.3 | 0.3 | 155361.38 | 33.36 | 19.43 | 13.93 | 13.93 | 0 | 12.99 |  | 12033 | [6 empty] | 0
Chesterfield Landfill | 40 | Biomass | Internal Combustion | Operating | 0.3 | 0.3 | 155361.68 | 33.36 | 19.43 | 13.93 | 13.93 | 0 | 12.99 |  | 12033 | [6 empty] | 0
Chesterfield Landfill | 41 | Biomass | Internal Combustion | Operating | 0.3 | 0.3 | 155361.98 | 33.36 | 19.43 | 13.93 | 13.93 | 0 | 12.99 |  | 12033 | [6 empty] | 0
Chesterfield Landfill | 42 | Biomass | Internal Combustion | Operating | 0.3 | 0.3 | 155362.28 | 33.36 | 19.43 | 13.93 | 13.93 | 0 | 12.99 |  | 12033 | [6 empty] | 0
Chesterfield Landfill | 43 | Biomass | Internal Combustion | Operating | 0.3 | 0.3 | 155362.58 | 33.36 | 19.43 | 13.93 | 13.93 | 0 | 12.99 |  | 12033 | [6 empty] | 0
Chesterfield Landfill | 44 | Biomass | Internal Combustion | Operating | 0.3 | 0.3 | 155362.88 | 33.36 | 19.43 | 13.93 | 13.93 | 0 | 12.99 |  | 12033 | [6 empty] | 0
Chesterfield Landfill | 45 | Biomass | Internal Combustion | Operating | 0.3 | 0.3 | 155363.18 | 33.36 | 19.43 | 13.93 | 13.93 | 0 | 12.99 |  | 12033 | [6 empty] | 0
Chesterfield Landfill | 46 | Biomass | Internal Combustion | Operating | 0.3 | 0.3 | 155363.48 | 33.36 | 19.43 | 13.93 | 13.93 | 0 | 12.99 |  | 12033 | [6 empty] | 0
Chesterfield Landfill | 47 | Biomass | Internal Combustion | Operating | 0.3 | 0.3 | 155363.78 | 33.36 | 19.43 | 13.93 | 13.93 | 0 | 12.99 |  | 12033 | [6 empty] | 0
Chesterfield Landfill | 48 | Biomass | Internal Combustion | Operating | 0.3 | 0.3 | 155364.08 | 33.36 | 19.43 | 13.93 | 13.93 | 0 | 12.99 |  | 12033 | [6 empty] | 0
Chesterfield Landfill | 5 | Biomass | Internal Combustion | Operating | 0.3 | 0.3 | 155364.38 | 33.36 | 19.43 | 13.93 | 13.93 | 0 | 12.99 |  | 12033 | [6 empty] | 0
Chesterfield Landfill | 6 | Biomass | Internal Combustion | Operating | 0.3 | 0.3 | 155364.68 | 33.36 | 19.43 | 13.93 | 13.93 | 0 | 12.99 |  | 12033 | [6 empty] | 0
Chesterfield Landfill | 7 | Biomass | Internal Combustion | Operating | 0.3 | 0.3 | 155364.98 | 33.36 | 19.43 | 13.93 | 13.93 | 0 | 12.99 |  | 12033 | [6 empty] | 0
Chesterfield Landfill | 8 | Biomass | Internal Combustion | Operating | 0.3 | 0.3 | 155365.28 | 33.36 | 19.43 | 13.93 | 13.93 | 0 | 12.99 |  | 12033 | [6 empty] | 0
Chesterfield Landfill | 9 | Biomass | Internal Combustion | Operating | 0.3 | 0.3 | 155365.58 | 33.36 | 19.43 | 13.93 | 13.93 | 0 | 12.99 |  | 12033 | [6 empty] | 0
Glendon Plant | 1 | Biomass | Internal Combustion | Operating | 1.6 | 1.6 | 155367.18 | 33.36 | 19.43 | 13.94 | 13.94 | 0 | 12.66 |  | 10115 | [6 empty] | 0
Glendon Plant | 2 | Biomass | Internal Combustion | Operating | 1.6 | 1.6 | 155368.78 | 33.36 | 19.43 | 13.94 | 13.94 | 0 | 12.66 |  | 10115 | [6 empty] | 0
Anson County Project | 5 | Natural Gas | Combustion Turbine | Operating | 18.83 | 18.83 | 155387.61 | 33.37 | 30.82 | 2.54 | 2.54 | 0 | 3.16 | 37.56 | 10611 | 150827 | 14214 | 7.95 | 0.0853 | 0.0006 | 119.3584 | 0
Westchester Landfill | W1 | Biomass | Internal Combustion | Operating | 1.8 | 1.8 | 155389.41 | 33.37 | 19.43 | 13.95 | 13.95 | 0 | 11.46 |  | 10701 | [6 empty] | 0
Westchester Landfill | W2 | Biomass | Internal Combustion | Operating | 1.8 | 1.8 | 155391.21 | 33.37 | 19.43 | 13.95 | 13.95 | 0 | 11.46 |  | 10701 | [6 empty] | 0
East Campus Utility Plant ST | STG | Natural Gas | Steam Turbine | Operating | 1.2 | 1.2 | 155392.41 | 33.39 | 30.46 | 2.93 | 2.93 | 0 | 11.17 |  | 11655 |  |  |  | 0.153 | 0.029 | 120.44 | 0
Charles City Landfill | 1 | Biomass | Internal Combustion | Operating | 0.3 | 0.3 | 155392.71 | 33.4 | 19.43 | 13.97 | 13.97 | 0 | 12.94 |  | 11429 | [6 empty] | 0
Charles City Landfill | 10 | Biomass | Internal Combustion | Operating | 0.3 | 0.3 | 155393.01 | 33.4 | 19.43 | 13.97 | 13.97 | 0 | 12.94 |  | 11429 | [6 empty] | 0
Charles City Landfill | 11 | Biomass | Internal Combustion | Operating | 0.3 | 0.3 | 155393.31 | 33.4 | 19.43 | 13.97 | 13.97 | 0 | 12.94 |  | 11429 | [6 empty] | 0
Charles City Landfill | 12 | Biomass | Internal Combustion | Operating | 0.3 | 0.3 | 155393.61 | 33.4 | 19.43 | 13.97 | 13.97 | 0 | 12.94 |  | 11429 | [6 empty] | 0
Charles City Landfill | 13 | Biomass | Internal Combustion | Operating | 0.3 | 0.3 | 155393.91 | 33.4 | 19.43 | 13.97 | 13.97 | 0 | 12.94 |  | 11429 | [6 empty] | 0
Charles City Landfill | 14 | Biomass | Internal Combustion | Operating | 0.3 | 0.3 | 155394.21 | 33.4 | 19.43 | 13.97 | 13.97 | 0 | 12.94 |  | 11429 | [6 empty] | 0
Charles City Landfill | 15 | Biomass | Internal Combustion | Operating | 0.3 | 0.3 | 155394.51 | 33.4 | 19.43 | 13.97 | 13.97 | 0 | 12.94 |  | 11429 | [6 empty] | 0
Charles City Landfill | 16 | Biomass | Internal Combustion | Operating | 0.3 | 0.3 | 155394.81 | 33.4 | 19.43 | 13.97 | 13.97 | 0 | 12.94 |  | 11429 | [6 empty] | 0
Charles City Landfill | 17 | Biomass | Internal Combustion | Operating | 0.3 | 0.3 | 155395.11 | 33.4 | 19.43 | 13.97 | 13.97 | 0 | 12.94 |  | 11429 | [6 empty] | 0
Charles City Landfill | 18 | Biomass | Internal Combustion | Operating | 0.3 | 0.3 | 155395.41 | 33.4 | 19.43 | 13.97 | 13.97 | 0 | 12.94 |  | 11429 | [6 empty] | 0
Charles City Landfill | 19 | Biomass | Internal Combustion | Operating | 0.3 | 0.3 | 155395.71 | 33.4 | 19.43 | 13.97 | 13.97 | 0 | 12.94 |  | 11429 | [6 empty] | 0
Charles City Landfill | 2 | Biomass | Internal Combustion | Operating | 0.3 | 0.3 | 155396.01 | 33.4 | 19.43 | 13.97 | 13.97 | 0 | 12.94 |  | 11429 | [6 empty] | 0
Charles City Landfill | 20 | Biomass | Internal Combustion | Operating | 0.3 | 0.3 | 155396.31 | 33.4 | 19.43 | 13.97 | 13.97 | 0 | 12.94 |  | 11429 | [6 empty] | 0
Charles City Landfill | 21 | Biomass | Internal Combustion | Operating | 0.3 | 0.3 | 155396.61 | 33.4 | 19.43 | 13.97 | 13.97 | 0 | 12.94 |  | 11429 | [6 empty] | 0
Charles City Landfill | 22 | Biomass | Internal Combustion | Operating | 0.3 | 0.3 | 155396.91 | 33.4 | 19.43 | 13.97 | 13.97 | 0 | 12.94 |  | 11429 | [6 empty] | 0
Charles City Landfill | 23 | Biomass | Internal Combustion | Operating | 0.3 | 0.3 | 155397.21 | 33.4 | 19.43 | 13.97 | 13.97 | 0 | 12.94 |  | 11429 | [6 empty] | 0
Charles City Landfill | 24 | Biomass | Internal Combustion | Operating | 0.3 | 0.3 | 155397.51 | 33.4 | 19.43 | 13.97 | 13.97 | 0 | 12.94 |  | 11429 | [6 empty] | 0
Charles City Landfill | 25 | Biomass | Internal Combustion | Operating | 0.3 | 0.3 | 155397.81 | 33.4 | 19.43 | 13.97 | 13.97 | 0 | 12.94 |  | 11429 | [6 empty] | 0
Charles City Landfill | 26 | Biomass | Internal Combustion | Operating | 0.3 | 0.3 | 155398.11 | 33.4 | 19.43 | 13.97 | 13.97 | 0 | 12.94 |  | 11429 | [6 empty] | 0
Charles City Landfill | 27 | Biomass | Internal Combustion | Operating | 0.3 | 0.3 | 155398.41 | 33.4 | 19.43 | 13.97 | 13.97 | 0 | 12.94 |  | 11429 | [6 empty] | 0
Charles City Landfill | 28 | Biomass | Internal Combustion | Operating | 0.3 | 0.3 | 155398.71 | 33.4 | 19.43 | 13.97 | 13.97 | 0 | 12.94 |  | 11429 | [6 empty] | 0
Charles City Landfill | 29 | Biomass | Internal Combustion | Operating | 0.3 | 0.3 | 155399.01 | 33.4 | 19.43 | 13.97 | 13.97 | 0 | 12.94 |  | 11429 | [6 empty] | 0
Charles City Landfill | 3 | Biomass | Internal Combustion | Operating | 0.3 | 0.3 | 155399.31 | 33.4 | 19.43 | 13.97 | 13.97 | 0 | 12.94 |  | 11429 | [6 empty] | 0
Charles City Landfill | 30 | Biomass | Internal Combustion | Operating | 0.3 | 0.3 | 155399.61 | 33.4 | 19.43 | 13.97 | 13.97 | 0 | 12.94 |  | 11429 | [6 empty] | 0
Charles City Landfill | 31 | Biomass | Internal Combustion | Operating | 0.3 | 0.3 | 155399.91 | 33.4 | 19.43 | 13.97 | 13.97 | 0 | 12.94 |  | 11429 | [6 empty] | 0
Charles City Landfill | 32 | Biomass | Internal Combustion | Operating | 0.3 | 0.3 | 155400.21 | 33.4 | 19.43 | 13.97 | 13.97 | 0 | 12.94 |  | 11429 | [6 empty] | 0
Charles City Landfill | 33 | Biomass | Internal Combustion | Operating | 0.3 | 0.3 | 155400.51 | 33.4 | 19.43 | 13.97 | 13.97 | 0 | 12.94 |  | 11429 | [6 empty] | 0
Charles City Landfill | 34 | Biomass | Internal Combustion | Operating | 0.3 | 0.3 | 155400.81 | 33.4 | 19.43 | 13.97 | 13.97 | 0 | 12.94 |  | 11429 | [6 empty] | 0
Charles City Landfill | 35 | Biomass | Internal Combustion | Operating | 0.3 | 0.3 | 155401.11 | 33.4 | 19.43 | 13.97 | 13.97 | 0 | 12.94 |  | 11429 | [6 empty] | 0
Charles City Landfill | 36 | Biomass | Internal Combustion | Operating | 0.3 | 0.3 | 155401.41 | 33.4 | 19.43 | 13.97 | 13.97 | 0 | 12.94 |  | 11429 | [6 empty] | 0
Charles City Landfill | 37 | Biomass | Internal Combustion | Operating | 0.3 | 0.3 | 155401.71 | 33.4 | 19.43 | 13.97 | 13.97 | 0 | 12.94 |  | 11429 | [6 empty] | 0
Charles City Landfill | 38 | Biomass | Internal Combustion | Operating | 0.3 | 0.3 | 155402.01 | 33.4 | 19.43 | 13.97 | 13.97 | 0 | 12.94 |  | 11429 | [6 empty] | 0
Charles City Landfill | 39 | Biomass | Internal Combustion | Operating | 0.3 | 0.3 | 155402.31 | 33.4 | 19.43 | 13.97 | 13.97 | 0 | 12.94 |  | 11429 | [6 empty] | 0
Charles City Landfill | 4 | Biomass | Internal Combustion | Operating | 0.3 | 0.3 | 155402.61 | 33.4 | 19.43 | 13.97 | 13.97 | 0 | 12.94 |  | 11429 | [6 empty] | 0
Charles City Landfill | 40 | Biomass | Internal Combustion | Operating | 0.3 | 0.3 | 155402.91 | 33.4 | 19.43 | 13.97 | 13.97 | 0 | 12.94 |  | 11429 | [6 empty] | 0
Charles City Landfill | 41 | Biomass | Internal Combustion | Operating | 0.3 | 0.3 | 155403.21 | 33.4 | 19.43 | 13.97 | 13.97 | 0 | 12.94 |  | 11429 | [6 empty] | 0
Charles City Landfill | 42 | Biomass | Internal Combustion | Operating | 0.3 | 0.3 | 155403.51 | 33.4 | 19.43 | 13.97 | 13.97 | 0 | 12.94 |  | 11429 | [6 empty] | 0
Charles City Landfill | 43 | Biomass | Internal Combustion | Operating | 0.3 | 0.3 | 155403.81 | 33.4 | 19.43 | 13.97 | 13.97 | 0 | 12.94 |  | 11429 | [6 empty] | 0
Charles City Landfill | 44 | Biomass | Internal Combustion | Operating | 0.3 | 0.3 | 155404.11 | 33.4 | 19.43 | 13.97 | 13.97 | 0 | 12.94 |  | 11429 | [6 empty] | 0
Charles City Landfill | 45 | Biomass | Internal Combustion | Operating | 0.3 | 0.3 | 155404.41 | 33.4 | 19.43 | 13.97 | 13.97 | 0 | 12.94 |  | 11429 | [6 empty] | 0
Charles City Landfill | 46 | Biomass | Internal Combustion | Operating | 0.3 | 0.3 | 155404.71 | 33.4 | 19.43 | 13.97 | 13.97 | 0 | 12.94 |  | 11429 | [6 empty] | 0
Charles City Landfill | 47 | Biomass | Internal Combustion | Operating | 0.3 | 0.3 | 155405.01 | 33.4 | 19.43 | 13.97 | 13.97 | 0 | 12.94 |  | 11429 | [6 empty] | 0
Charles City Landfill | 48 | Biomass | Internal Combustion | Operating | 0.3 | 0.3 | 155405.31 | 33.4 | 19.43 | 13.97 | 13.97 | 0 | 12.94 |  | 11429 | [6 empty] | 0
Charles City Landfill | 5 | Biomass | Internal Combustion | Operating | 0.3 | 0.3 | 155405.61 | 33.4 | 19.43 | 13.97 | 13.97 | 0 | 12.94 |  | 11429 | [6 empty] | 0
Charles City Landfill | 6 | Biomass | Internal Combustion | Operating | 0.3 | 0.3 | 155405.91 | 33.4 | 19.43 | 13.97 | 13.97 | 0 | 12.94 |  | 11429 | [6 empty] | 0
Charles City Landfill | 7 | Biomass | Internal Combustion | Operating | 0.3 | 0.3 | 155406.21 | 33.4 | 19.43 | 13.97 | 13.97 | 0 | 12.94 |  | 11429 | [6 empty] | 0
Charles City Landfill | 8 | Biomass | Internal Combustion | Operating | 0.3 | 0.3 | 155406.51 | 33.4 | 19.43 | 13.97 | 13.97 | 0 | 12.94 |  | 11429 | [6 empty] | 0
Charles City Landfill | 9 | Biomass | Internal Combustion | Operating | 0.3 | 0.3 | 155406.81 | 33.4 | 19.43 | 13.97 | 13.97 | 0 | 12.94 |  | 11429 | [6 empty] | 0
Honey Brook Generating Station (Granger) | 1 | Biomass | Internal Combustion | Operating | 1.6 | 1.6 | 155408.41 | 33.4 | 19.43 | 13.98 | 13.98 | 0 | 11.62 |  | 15282 | [6 empty] | 0
Honey Brook Generating Station (Granger) | 2 | Biomass | Internal Combustion | Operating | 1.6 | 1.6 | 155410.01 | 33.4 | 19.43 | 13.98 | 13.98 | 0 | 11.62 |  | 15282 | [6 empty] | 0
Trigen-Trenton Energy Company | 7214 | Natural Gas | Internal Combustion | Operating | 5.8 | 5.8 | 155415.81 | 33.4 | 11.18 | 22.22 | 22.22 | 0 | 9.83 |  | 5714 | [6 empty] | 1
Southeast Berrien County Landfill | SBL-1 | Biomass | Internal Combustion | Operating | 1.53 | 1.53 | 155417.34 | 33.41 | 19.43 | 13.99 | 13.99 | 0 | 12.63 |  | 10569 | [6 empty] | 0
Southeast Berrien County Landfill | SBL-2 | Biomass | Internal Combustion | Operating | 1.53 | 1.53 | 155418.87 | 33.41 | 19.43 | 13.99 | 13.99 | 0 | 12.63 |  | 10569 | [6 empty] | 0
Southeast Berrien County Landfill | SBL-3 | Biomass | Internal Combustion | Operating | 1.54 | 1.54 | 155420.41 | 33.41 | 19.43 | 13.99 | 13.99 | 0 | 12.63 |  | 10569 | [6 empty] | 0
Glades Pike Cogeneration Plant IC | CAT1 | Biomass | Internal Combustion | Operating | 1.4 | 1.4 | 155421.81 | 33.43 | 19.43 | 14 | 14 | 0 | 12.54 |  | 7791 | [6 empty] | 1
Glades Pike Cogeneration Plant IC | CAT2 | Biomass | Internal Combustion | Operating | 1.4 | 1.4 | 155423.21 | 33.43 | 19.43 | 14 | 14 | 0 | 12.54 |  | 7791 | [6 empty] | 1
Pennsauken Landfill | GEN1 | Biomass | Internal Combustion | Operating | 0.9 | 0.9 | 155424.11 | 33.44 | 19.43 | 14.02 | 14.02 | 0 | 9.43 |  | 11075 | [6 empty] | 0
Pennsauken Landfill | GEN2 | Biomass | Internal Combustion | Operating | 0.9 | 0.9 | 155425.01 | 33.44 | 19.43 | 14.02 | 14.02 | 0 | 9.43 |  | 11075 | [6 empty] | 0
Big Sandy Peaker | BSG5 | Natural Gas | Combustion Turbine | Operating | 50 | 50 | 155475.01 | 33.47 | 29.12 | 4.35 | 4.35 | 0 | 3.24 | 42.49 | 11142 | 200368 | 17984 | 3.59 | 0.1515 | 0.0006 | 118.057 | 0
Kinzua Pumped Storage Project (Seneca) | 1 | Water | Pumped Storage | Operating | 237 | 237 | 155712.01 | 33.47 | 29.74 | 3.73 | 3.73 | 0 | 5.08 | 38.04 |  |  | 263161 | 12.64 |  |  |  | 0
Kinzua Pumped Storage Project (Seneca) | 2 | Water | Pumped Storage | Operating | 245 | 245 | 155957.01 | 33.47 | 29.74 | 3.73 | 3.73 | 0 | 5.08 | 38.04 |  |  | 272044 | 12.64 |  |  |  | 0
Kinzua Pumped Storage Project (Seneca) | 3 | Water | Pumped Storage | Operating | 31 | 31 | 155988.01 | 33.47 | 29.74 | 3.73 | 3.73 | 0 | 5.08 | 38.04 |  |  | 34422 | 12.64 |  |  |  | 0
Bergen County CHP Facility | 1 | Biomass | Internal Combustion | Operating | 1.4 | 1.4 | 155989.41 | 33.49 | 27.36 | 6.13 | 6.13 | 0 | 23.96 |  | 11075 | [6 empty] | 0
Bergen County CHP Facility | 2 | Biomass | Internal Combustion | Operating | 1.4 | 1.4 | 155990.81 | 33.49 | 27.36 | 6.13 | 6.13 | 0 | 23.96 |  | 11075 | [6 empty] | 0
Coast Guard Yard Landfill Project | 1 | Biomass | Internal Combustion | Operating | 1.06 | 1.06 | 155991.87 | 33.49 | 27.36 | 6.13 | 6.13 | 0 | 23.96 |  | 11075 | [6 empty] | 1
Coast Guard Yard Landfill Project | 2 | Biomass | Internal Combustion | Operating | 1.06 | 1.06 | 155992.93 | 33.49 | 27.36 | 6.13 | 6.13 | 0 | 23.96 |  | 11075 | [6 empty] | 1
Coast Guard Yard Landfill Project | 3 | Biomass | Internal Combustion | Operating | 1.05 | 1.05 | 155993.98 | 33.49 | 27.36 | 6.13 | 6.13 | 0 | 23.96 |  | 11075 | [6 empty] | 1
Coast Guard Yard Landfill Project | 4 | Biomass | Internal Combustion | Operating | 1.05 | 1.05 | 155995.03 | 33.49 | 27.36 | 6.13 | 6.13 | 0 | 23.96 |  | 11075 | [6 empty] | 1
Johnson Matthey Cogeneration Facility | 1 | Biomass | Internal Combustion | Operating | 3 | 3 | 155998.03 | 33.49 | 27.36 | 6.13 | 6.13 | 0 | 23.96 |  | 11075 | [6 empty] | 1
Johnson Matthey Cogeneration Facility | 2 | Biomass | Internal Combustion | Operating | 3 | 3 | 156001.03 | 33.49 | 27.36 | 6.13 | 6.13 | 0 | 23.96 |  | 11075 | [6 empty] | 1
Tinton Landfill Project | 1 | Biomass | Internal Combustion | Operating | 1 | 1 | 156002.03 | 33.49 | 27.36 | 6.13 | 6.13 | 0 | 23.96 |  | 11075 | [6 empty] | 0
Cumberland County Landfill | GEN 2 | Biomass | Internal Combustion | Operating | 1.6 | 1.6 | 156003.63 | 33.51 | 19.43 | 14.08 | 14.08 | 0 | 12.52 |  | 10995 | [6 empty] | 0
Cumberland County Landfill | GEN 3 | Biomass | Internal Combustion | Operating | 1.6 | 1.6 | 156005.23 | 33.51 | 19.43 | 14.08 | 14.08 | 0 | 12.52 |  | 10995 | [6 empty] | 0
Cumberland County Landfill | GEN1 | Biomass | Internal Combustion | Operating | 1.6 | 1.6 | 156006.83 | 33.51 | 19.43 | 14.08 | 14.08 | 0 | 12.52 |  | 10995 | [6 empty] | 0
Kenilworth Energy Facility | GEN1 | Natural Gas | Combined Cycle | Operating | 20 | 20 | 156026.83 | 33.51 | 25.29 | 8.22 | 8.22 | 0 | 26.37 |  | 10508 |  |  |  | 0.1217 | 0.001 | 118.4 | 1
Kenilworth Energy Facility | GEN2 | Natural Gas | Combined Cycle | Operating | 4.5 | 4.5 | 156031.33 | 33.51 | 25.29 | 8.22 | 8.22 | 0 | 26.37 |  | 10508 |  |  |  | 0.1217 | 0.001 | 118.4 | 1
Roanoke Valley II (ROVA II) | GEN2 | Coal | Steam Turbine | Retired | 44 | 44 | 156075.33 | 33.52 | 30.94 | 2.58 | 2.58 | 0 | 27.31 |  | 10644 |  |  |  | 0.1631 | 0.1392 | 205.1832 | 1
Anson County Project | 6 | Natural Gas | Combustion Turbine | Operating | 18.83 | 18.83 | 156094.17 | 33.54 | 31 | 2.54 | 2.54 | 0 | 3.16 | 37.78 | 10670 | 149771 | 14037 | 7.85 | 0.0858 | 0.0006 | 119.1216 | 0
Suburban Landfill Gas Recovery Plant | GEN1 | Biomass | Internal Combustion | Operating | 0.8 | 0.8 | 156094.97 | 33.54 | 19.43 | 14.11 | 14.11 | 0 | 13.08 |  | 11596 | [6 empty] | 0
Suburban Landfill Gas Recovery Plant | GEN2 | Biomass | Internal Combustion | Operating | 0.8 | 0.8 | 156095.77 | 33.54 | 19.43 | 14.11 | 14.11 | 0 | 13.08 |  | 11596 | [6 empty] | 0
Suburban Landfill Gas Recovery Plant | GEN3 | Biomass | Internal Combustion | Operating | 0.8 | 0.8 | 156096.57 | 33.54 | 19.43 | 14.11 | 14.11 | 0 | 13.08 |  | 11596 | [6 empty] | 0
Suburban Landfill Gas Recovery Plant | GEN4 | Biomass | Internal Combustion | Operating | 0.8 | 0.8 | 156097.37 | 33.54 | 19.43 | 14.11 | 14.11 | 0 | 13.08 |  | 11596 | [6 empty] | 0
Suburban Landfill Gas Recovery Plant | GEN5 | Biomass | Internal Combustion | Operating | 0.8 | 0.8 | 156098.17 | 33.54 | 19.43 | 14.11 | 14.11 | 0 | 13.08 |  | 11596 | [6 empty] | 0
Suburban Landfill Gas Recovery Plant | GEN6 | Biomass | Internal Combustion | Operating | 0.8 | 0.8 | 156098.97 | 33.54 | 19.43 | 14.11 | 14.11 | 0 | 13.08 |  | 11596 | [6 empty] | 0
Suburban Landfill Gas Recovery Plant | GEN7 | Biomass | Internal Combustion | Operating | 0.8 | 0.8 | 156099.77 | 33.54 | 19.43 | 14.11 | 14.11 | 0 | 13.08 |  | 11596 | [6 empty] | 0
Suburban Landfill Gas Recovery Plant | GEN8 | Biomass | Internal Combustion | Operating | 0.8 | 0.8 | 156100.57 | 33.54 | 19.43 | 14.11 | 14.11 | 0 | 13.08 |  | 11596 | [6 empty] | 0
University Park Energy | UPG3 | Natural Gas | Combustion Turbine | Operating | 50 | 50 | 156150.57 | 33.55 | 30.77 | 2.78 | 2.78 | 0 | 3.25 | 38.67 | 11468 | 363502 | 31697 | 6.44 | 0.0865 | 0.0006 | 117.969 | 0
J.K. Smith | GT9 | Natural Gas | Combustion Turbine | Operating | 88 | 88 | 156238.57 | 33.58 | 27.5 | 6.08 | 6.08 | 0 | 3.13 | 41.35 | 10347 | 366868 | 35458 | 3.77 | 0.0132 | 0.0006 | 118.8604 | 0
Anson County Project | 2 | Natural Gas | Combustion Turbine | Operating | 18.83 | 18.83 | 156257.4 | 33.62 | 31.08 | 2.54 | 2.54 | 0 | 3.16 | 37.81 | 10698 | 152095 | 14217 | 7.95 | 0.0917 | 0.0006 | 119.2918 | 0
Geneva Biomass Project | GEN1 | Biomass | Internal Combustion | Operating | 0.4 | 0.4 | 156257.8 | 33.63 | 19.43 | 14.21 | 14.21 | 0 | 13.16 |  | 12048 | [6 empty] | 0
Geneva Biomass Project | GEN2 | Biomass | Internal Combustion | Operating | 0.4 | 0.4 | 156258.2 | 33.63 | 19.43 | 14.21 | 14.21 | 0 | 13.16 |  | 12048 | [6 empty] | 0
Geneva Biomass Project | GEN3 | Biomass | Internal Combustion | Operating | 0.4 | 0.4 | 156258.6 | 33.63 | 19.43 | 14.21 | 14.21 | 0 | 13.16 |  | 12048 | [6 empty] | 0
Geneva Biomass Project | GEN4 | Biomass | Internal Combustion | Operating | 0.4 | 0.4 | 156259 | 33.63 | 19.43 | 14.21 | 14.21 | 0 | 13.16 |  | 12048 | [6 empty] | 0
Geneva Biomass Project | GEN5 | Biomass | Internal Combustion | Operating | 0.4 | 0.4 | 156259.4 | 33.63 | 19.43 | 14.21 | 14.21 | 0 | 13.16 |  | 12048 | [6 empty] | 0
Amelia Landfill | 1 | Biomass | Internal Combustion | Operating | 0.3 | 0.3 | 156259.7 | 33.65 | 19.43 | 14.23 | 14.23 | 0 | 12.85 |  | 11154 | [6 empty] | 0
Amelia Landfill | 10 | Biomass | Internal Combustion | Operating | 0.3 | 0.3 | 156260 | 33.65 | 19.43 | 14.23 | 14.23 | 0 | 12.85 |  | 11154 | [6 empty] | 0
Amelia Landfill | 11 | Biomass | Internal Combustion | Operating | 0.3 | 0.3 | 156260.3 | 33.65 | 19.43 | 14.23 | 14.23 | 0 | 12.85 |  | 11154 | [6 empty] | 0
Amelia Landfill | 12 | Biomass | Internal Combustion | Operating | 0.3 | 0.3 | 156260.6 | 33.65 | 19.43 | 14.23 | 14.23 | 0 | 12.85 |  | 11154 | [6 empty] | 0
Amelia Landfill | 13 | Biomass | Internal Combustion | Operating | 0.3 | 0.3 | 156260.9 | 33.65 | 19.43 | 14.23 | 14.23 | 0 | 12.85 |  | 11154 | [6 empty] | 0
Amelia Landfill | 14 | Biomass | Internal Combustion | Operating | 0.3 | 0.3 | 156261.2 | 33.65 | 19.43 | 14.23 | 14.23 | 0 | 12.85 |  | 11154 | [6 empty] | 0
Amelia Landfill | 15 | Biomass | Internal Combustion | Operating | 0.3 | 0.3 | 156261.5 | 33.65 | 19.43 | 14.23 | 14.23 | 0 | 12.85 |  | 11154 | [6 empty] | 0
Amelia Landfill | 16 | Biomass | Internal Combustion | Operating | 0.3 | 0.3 | 156261.8 | 33.65 | 19.43 | 14.23 | 14.23 | 0 | 12.85 |  | 11154 | [6 empty] | 0
Amelia Landfill | 17 | Biomass | Internal Combustion | Operating | 0.3 | 0.3 | 156262.1 | 33.65 | 19.43 | 14.23 | 14.23 | 0 | 12.85 |  | 11154 | [6 empty] | 0
Amelia Landfill | 18 | Biomass | Internal Combustion | Operating | 0.3 | 0.3 | 156262.4 | 33.65 | 19.43 | 14.23 | 14.23 | 0 | 12.85 |  | 11154 | [6 empty] | 0
Amelia Landfill | 19 | Biomass | Internal Combustion | Operating | 0.3 | 0.3 | 156262.7 | 33.65 | 19.43 | 14.23 | 14.23 | 0 | 12.85 |  | 11154 | [6 empty] | 0
Amelia Landfill | 2 | Biomass | Internal Combustion | Operating | 0.3 | 0.3 | 156263 | 33.65 | 19.43 | 14.23 | 14.23 | 0 | 12.85 |  | 11154 | [6 empty] | 0
Amelia Landfill | 20 | Biomass | Internal Combustion | Operating | 0.3 | 0.3 | 156263.3 | 33.65 | 19.43 | 14.23 | 14.23 | 0 | 12.85 |  | 11154 | [6 empty] | 0
Amelia Landfill | 21 | Biomass | Internal Combustion | Operating | 0.3 | 0.3 | 156263.6 | 33.65 | 19.43 | 14.23 | 14.23 | 0 | 12.85 |  | 11154 | [6 empty] | 0
Amelia Landfill | 22 | Biomass | Internal Combustion | Operating | 0.3 | 0.3 | 156263.9 | 33.65 | 19.43 | 14.23 | 14.23 | 0 | 12.85 |  | 11154 | [6 empty] | 0
Amelia Landfill | 23 | Biomass | Internal Combustion | Operating | 0.3 | 0.3 | 156264.2 | 33.65 | 19.43 | 14.23 | 14.23 | 0 | 12.85 |  | 11154 | [6 empty] | 0
Amelia Landfill | 24 | Biomass | Internal Combustion | Operating | 0.3 | 0.3 | 156264.5 | 33.65 | 19.43 | 14.23 | 14.23 | 0 | 12.85 |  | 11154 | [6 empty] | 0
Amelia Landfill | 25 | Biomass | Internal Combustion | Operating | 0.3 | 0.3 | 156264.8 | 33.65 | 19.43 | 14.23 | 14.23 | 0 | 12.85 |  | 11154 | [6 empty] | 0
Amelia Landfill | 26 | Biomass | Internal Combustion | Operating | 0.3 | 0.3 | 156265.1 | 33.65 | 19.43 | 14.23 | 14.23 | 0 | 12.85 |  | 11154 | [6 empty] | 0
Amelia Landfill | 27 | Biomass | Internal Combustion | Operating | 0.3 | 0.3 | 156265.4 | 33.65 | 19.43 | 14.23 | 14.23 | 0 | 12.85 |  | 11154 | [6 empty] | 0
Amelia Landfill | 28 | Biomass | Internal Combustion | Operating | 0.3 | 0.3 | 156265.7 | 33.65 | 19.43 | 14.23 | 14.23 | 0 | 12.85 |  | 11154 | [6 empty] | 0
Amelia Landfill | 29 | Biomass | Internal Combustion | Operating | 0.3 | 0.3 | 156266 | 33.65 | 19.43 | 14.23 | 14.23 | 0 | 12.85 |  | 11154 | [6 empty] | 0
Amelia Landfill | 3 | Biomass | Internal Combustion | Operating | 0.3 | 0.3 | 156266.3 | 33.65 | 19.43 | 14.23 | 14.23 | 0 | 12.85 |  | 11154 | [6 empty] | 0
Amelia Landfill | 30 | Biomass | Internal Combustion | Operating | 0.3 | 0.3 | 156266.6 | 33.65 | 19.43 | 14.23 | 14.23 | 0 | 12.85 |  | 11154 | [6 empty] | 0
Amelia Landfill | 31 | Biomass | Internal Combustion | Operating | 0.3 | 0.3 | 156266.9 | 33.65 | 19.43 | 14.23 | 14.23 | 0 | 12.85 |  | 11154 | [6 empty] | 0
Amelia Landfill | 32 | Biomass | Internal Combustion | Operating | 0.3 | 0.3 | 156267.2 | 33.65 | 19.43 | 14.23 | 14.23 | 0 | 12.85 |  | 11154 | [6 empty] | 0
Amelia Landfill | 33 | Biomass | Internal Combustion | Operating | 0.3 | 0.3 | 156267.5 | 33.65 | 19.43 | 14.23 | 14.23 | 0 | 12.85 |  | 11154 | [6 empty] | 0
Amelia Landfill | 34 | Biomass | Internal Combustion | Operating | 0.3 | 0.3 | 156267.8 | 33.65 | 19.43 | 14.23 | 14.23 | 0 | 12.85 |  | 11154 | [6 empty] | 0
Amelia Landfill | 35 | Biomass | Internal Combustion | Operating | 0.3 | 0.3 | 156268.1 | 33.65 | 19.43 | 14.23 | 14.23 | 0 | 12.85 |  | 11154 | [6 empty] | 0
Amelia Landfill | 36 | Biomass | Internal Combustion | Operating | 0.3 | 0.3 | 156268.4 | 33.65 | 19.43 | 14.23 | 14.23 | 0 | 12.85 |  | 11154 | [6 empty] | 0
Amelia Landfill | 37 | Biomass | Internal Combustion | Operating | 0.3 | 0.3 | 156268.7 | 33.65 | 19.43 | 14.23 | 14.23 | 0 | 12.85 |  | 11154 | [6 empty] | 0
Amelia Landfill | 38 | Biomass | Internal Combustion | Operating | 0.3 | 0.3 | 156269 | 33.65 | 19.43 | 14.23 | 14.23 | 0 | 12.85 |  | 11154 | [6 empty] | 0
Amelia Landfill | 39 | Biomass | Internal Combustion | Operating | 0.3 | 0.3 | 156269.3 | 33.65 | 19.43 | 14.23 | 14.23 | 0 | 12.85 |  | 11154 | [6 empty] | 0
Amelia Landfill | 4 | Biomass | Internal Combustion | Operating | 0.3 | 0.3 | 156269.6 | 33.65 | 19.43 | 14.23 | 14.23 | 0 | 12.85 |  | 11154 | [6 empty] | 0
Amelia Landfill | 40 | Biomass | Internal Combustion | Operating | 0.3 | 0.3 | 156269.9 | 33.65 | 19.43 | 14.23 | 14.23 | 0 | 12.85 |  | 11154 | [6 empty] | 0
Amelia Landfill | 41 | Biomass | Internal Combustion | Operating | 0.3 | 0.3 | 156270.2 | 33.65 | 19.43 | 14.23 | 14.23 | 0 | 12.85 |  | 11154 | [6 empty] | 0
Amelia Landfill | 42 | Biomass | Internal Combustion | Operating | 0.3 | 0.3 | 156270.5 | 33.65 | 19.43 | 14.23 | 14.23 | 0 | 12.85 |  | 11154 | [6 empty] | 0
Amelia Landfill | 43 | Biomass | Internal Combustion | Operating | 0.3 | 0.3 | 156270.8 | 33.65 | 19.43 | 14.23 | 14.23 | 0 | 12.85 |  | 11154 | [6 empty] | 0
Amelia Landfill | 44 | Biomass | Internal Combustion | Operating | 0.3 | 0.3 | 156271.1 | 33.65 | 19.43 | 14.23 | 14.23 | 0 | 12.85 |  | 11154 | [6 empty] | 0
Amelia Landfill | 45 | Biomass | Internal Combustion | Operating | 0.3 | 0.3 | 156271.4 | 33.65 | 19.43 | 14.23 | 14.23 | 0 | 12.85 |  | 11154 | [6 empty] | 0
Amelia Landfill | 46 | Biomass | Internal Combustion | Operating | 0.3 | 0.3 | 156271.7 | 33.65 | 19.43 | 14.23 | 14.23 | 0 | 12.85 |  | 11154 | [6 empty] | 0
Amelia Landfill | 47 | Biomass | Internal Combustion | Operating | 0.3 | 0.3 | 156272 | 33.65 | 19.43 | 14.23 | 14.23 | 0 | 12.85 |  | 11154 | [6 empty] | 0
Amelia Landfill | 48 | Biomass | Internal Combustion | Operating | 0.3 | 0.3 | 156272.3 | 33.65 | 19.43 | 14.23 | 14.23 | 0 | 12.85 |  | 11154 | [6 empty] | 0
Amelia Landfill | 5 | Biomass | Internal Combustion | Operating | 0.3 | 0.3 | 156272.6 | 33.65 | 19.43 | 14.23 | 14.23 | 0 | 12.85 |  | 11154 | [6 empty] | 0
Amelia Landfill | 6 | Biomass | Internal Combustion | Operating | 0.3 | 0.3 | 156272.9 | 33.65 | 19.43 | 14.23 | 14.23 | 0 | 12.85 |  | 11154 | [6 empty] | 0
Amelia Landfill | 7 | Biomass | Internal Combustion | Operating | 0.3 | 0.3 | 156273.2 | 33.65 | 19.43 | 14.23 | 14.23 | 0 | 12.85 |  | 11154 | [6 empty] | 0
Amelia Landfill | 8 | Biomass | Internal Combustion | Operating | 0.3 | 0.3 | 156273.5 | 33.65 | 19.43 | 14.23 | 14.23 | 0 | 12.85 |  | 11154 | [6 empty] | 0
Amelia Landfill | 9 | Biomass | Internal Combustion | Operating | 0.3 | 0.3 | 156273.8 | 33.65 | 19.43 | 14.23 | 14.23 | 0 | 12.85 |  | 11154 | [6 empty] | 0
Oaks Landfill | CAT35 | Biomass | Internal Combustion | Operating | 1.5 | 1.5 | 156275.3 | 33.66 | 19.43 | 14.23 | 14.23 | 0 | 11.76 |  | 12348 | [6 empty] | 0
Oaks Landfill | GEJGC | Biomass | Internal Combustion | Operating | 0.8 | 0.8 | 156276.1 | 33.66 | 19.43 | 14.23 | 14.23 | 0 | 11.76 |  | 12348 | [6 empty] | 0
Anson County Project | 3 | Natural Gas | Combustion Turbine | Operating | 18.83 | 18.83 | 156294.93 | 33.68 | 31.14 | 2.54 | 2.54 | 0 | 3.16 | 38.04 | 10718 | 146449 | 13664 | 7.64 | 0.0839 | 0.0006 | 119.3082 | 0
Stafford County Landfill | 1 | Biomass | Internal Combustion | Operating | 1 | 1 | 156295.93 | 33.76 | 19.43 | 14.33 | 14.33 | 0 | 11.17 |  | 11180 | [6 empty] | 0
Stafford County Landfill | 2 | Biomass | Internal Combustion | Operating | 1 | 1 | 156296.93 | 33.76 | 19.43 | 14.33 | 14.33 | 0 | 11.17 |  | 11180 | [6 empty] | 0
Anson County Project | 1 | Natural Gas | Combustion Turbine | Operating | 18.83 | 18.83 | 156315.76 | 33.77 | 31.23 | 2.54 | 2.54 | 0 | 3.16 | 38 | 10750 | 151455 | 14089 | 7.88 | 0.0849 | 0.0006 | 119.088 | 0
Laurel Ridge Landfill | 1 | Biomass | Internal Combustion | Operating | 0.8 | 0.8 | 156316.56 | 33.77 | 19.43 | 14.35 | 14.35 | 0 | 11.5 |  | 12099 | [6 empty] | 0
Laurel Ridge Landfill | 2 | Biomass | Internal Combustion | Operating | 0.8 | 0.8 | 156317.36 | 33.77 | 19.43 | 14.35 | 14.35 | 0 | 11.5 |  | 12099 | [6 empty] | 0
Laurel Ridge Landfill | 3 | Biomass | Internal Combustion | Operating | 0.8 | 0.8 | 156318.16 | 33.77 | 19.43 | 14.35 | 14.35 | 0 | 11.5 |  | 12099 | [6 empty] | 0
Laurel Ridge Landfill | 4 | Biomass | Internal Combustion | Operating | 0.8 | 0.8 | 156318.96 | 33.77 | 19.43 | 14.35 | 14.35 | 0 | 11.5 |  | 12099 | [6 empty] | 0
Laurel Ridge Landfill | 5 | Biomass | Internal Combustion | Operating | 0.8 | 0.8 | 156319.76 | 33.77 | 19.43 | 14.35 | 14.35 | 0 | 11.5 |  | 12099 | [6 empty] | 0
Andromeda One A Biomass Plant | 1 | Biomass | Internal Combustion | Operating | 4 | 4 | 156323.76 | 33.78 | 27.65 | 6.13 | 6.13 | 0 | 23.96 |  | 11075 | [6 empty] | 0
I-95 Landfill Phase II | UNT1 | Biomass | Internal Combustion | Operating | 0.8 | 0.8 | 156324.56 | 33.78 | 19.43 | 14.35 | 14.35 | 0 | 8.92 |  | 13222 | [6 empty] | 0
I-95 Landfill Phase II | UNT2 | Biomass | Internal Combustion | Operating | 0.8 | 0.8 | 156325.36 | 33.78 | 19.43 | 14.35 | 14.35 | 0 | 8.92 |  | 13222 | [6 empty] | 0
I-95 Landfill Phase II | UNT3 | Biomass | Internal Combustion | Operating | 0.8 | 0.8 | 156326.16 | 33.78 | 19.43 | 14.35 | 14.35 | 0 | 8.92 |  | 13222 | [6 empty] | 0
I-95 Landfill Phase II | UNT4 | Biomass | Internal Combustion | Operating | 0.8 | 0.8 | 156326.96 | 33.78 | 19.43 | 14.35 | 14.35 | 0 | 8.92 |  | 13222 | [6 empty] | 0
Wenning Poultry IC Plant | 1 | Biomass | Internal Combustion | Operating | 1.8 | 1.8 | 156328.76 | 33.78 | 27.65 | 6.13 | 6.13 | 0 | 23.96 |  | 11075 | [6 empty] | 0
Wolf Energy - Farm#3 | 1 | Biomass | Internal Combustion | Operating | 4 | 4 | 156332.76 | 33.78 | 27.65 | 6.13 | 6.13 | 0 | 23.96 |  | 11075 | [6 empty] | 0
EC-LGES | GEN1 | Biomass | Internal Combustion | Operating | 0.8 | 0.8 | 156333.56 | 33.82 | 19.43 | 14.4 | 14.4 | 0 | 12.11 |  | 12052 | [6 empty] | 0
EC-LGES | GEN2 | Biomass | Internal Combustion | Operating | 0.4 | 0.4 | 156333.96 | 33.82 | 19.43 | 14.4 | 14.4 | 0 | 12.11 |  | 12052 | [6 empty] | 0
Greater Lebanon Refuse Authority Landfill | GEN1 | Biomass | Internal Combustion | Operating | 1.6 | 1.6 | 156335.56 | 33.87 | 19.43 | 14.45 | 14.45 | 0 | 11.83 |  | 11007 | [6 empty] | 0
Greater Lebanon Refuse Authority Landfill | GEN2 | Biomass | Internal Combustion | Operating | 1.6 | 1.6 | 156337.16 | 33.87 | 19.43 | 14.45 | 14.45 | 0 | 11.83 |  | 11007 | [6 empty] | 0
SX Renewable Energy Generation Facility | UNIT1 | Biomass | Internal Combustion | Operating | 1.5 | 1.5 | 156338.66 | 33.88 | 19.43 | 14.46 | 14.46 | 0 | 12.61 |  | 13607 | [6 empty] | 0
SX Renewable Energy Generation Facility | UNIT2 | Biomass | Internal Combustion | Operating | 1.5 | 1.5 | 156340.16 | 33.88 | 19.43 | 14.46 | 14.46 | 0 | 12.61 |  | 13607 | [6 empty] | 0
University Park Energy | UPG4 | Natural Gas | Combustion Turbine | Operating | 50 | 50 | 156390.16 | 33.92 | 31.14 | 2.78 | 2.78 | 0 | 3.25 | 38.32 | 11608 | 428377 | 36904 | 7.5 | 0.0863 | 0.0006 | 117.9726 | 0
Anson County Project | 4 | Natural Gas | Combustion Turbine | Operating | 18.83 | 18.83 | 156408.99 | 33.95 | 31.41 | 2.54 | 2.54 | 0 | 3.16 | 38.13 | 10811 | 154024 | 14247 | 7.96 | 0.0871 | 0.0006 | 119.3109 | 0
Akron WRF (ADS PHASE II) | 2G-1 | Biomass | Internal Combustion | Operating | 0.6 | 0.6 | 156409.59 | 34.04 | 19.43 | 14.62 | 14.62 | 0 | 13.12 |  | 11607 | [6 empty] | 1
Akron WRF (ADS PHASE II) | 2G-2 | Biomass | Internal Combustion | Operating | 0.6 | 0.6 | 156410.19 | 34.04 | 19.43 | 14.62 | 14.62 | 0 | 13.12 |  | 11607 | [6 empty] | 1
Akron WRF (ADS PHASE II) | 2G-3 | Biomass | Internal Combustion | Operating | 0.6 | 0.6 | 156410.79 | 34.04 | 19.43 | 14.62 | 14.62 | 0 | 13.12 |  | 11607 | [6 empty] | 1
J.K. Smith | GT10 | Natural Gas | Combustion Turbine | Operating | 88 | 88 | 156498.79 | 34.06 | 27.98 | 6.08 | 6.08 | 0 | 3.13 | 43.12 | 10529 | 320319 | 30423 | 3.24 | 0.0124 | 0.0006 | 118.862 | 0
University Park Energy | UPG5 | Natural Gas | Combustion Turbine | Operating | 50 | 50 | 156548.79 | 34.06 | 31.28 | 2.78 | 2.78 | 0 | 3.25 | 38.53 | 11660 | 423660 | 36333 | 7.39 | 0.0862 | 0.0006 | 117.9693 | 0
Frey Farm Landfill | GEN1 | Biomass | Internal Combustion | Operating | 1.6 | 1.6 | 156550.39 | 34.09 | 19.43 | 14.67 | 14.67 | 0 | 11.62 |  | 11084 | [6 empty] | 1
Frey Farm Landfill | GEN2 | Biomass | Internal Combustion | Operating | 1.6 | 1.6 | 156551.99 | 34.09 | 19.43 | 14.67 | 14.67 | 0 | 11.62 |  | 11084 | [6 empty] | 1
Elwood Energy | GT2 | Natural Gas | Combustion Turbine | Operating | 150 | 150 | 156701.99 | 34.17 | 31.66 | 2.51 | 2.51 | 0 | 3.1 | 47.99 | 11800 | 397594 | 33694 | 2 | 0.0379 | 0.0006 | 118.8591 | 0
Ingersoll Milling Machine Company | 71 | Natural Gas | Combustion Turbine | Operating | 0.6 | 0.6 | 156702.59 | 34.17 | 30.36 | 3.81 | 3.81 | 0 | 4.97 |  | 11315 |  |  |  | 0.059 | 0.002 | 119.31 | 1
Ingersoll Milling Machine Company | 72 | Natural Gas | Combustion Turbine | Operating | 0.6 | 0.6 | 156703.19 | 34.17 | 30.36 | 3.81 | 3.81 | 0 | 4.97 |  | 11315 |  |  |  | 0.059 | 0.002 | 119.31 | 1
Ingersoll Milling Machine Company | 73 | Natural Gas | Combustion Turbine | Operating | 0.6 | 0.6 | 156703.79 | 34.17 | 30.36 | 3.81 | 3.81 | 0 | 4.97 |  | 11315 |  |  |  | 0.059 | 0.002 | 119.31 | 1
Ingersoll Milling Machine Company | 74 | Natural Gas | Combustion Turbine | Operating | 0.6 | 0.6 | 156704.39 | 34.17 | 30.36 | 3.81 | 3.81 | 0 | 4.97 |  | 11315 |  |  |  | 0.059 | 0.002 | 119.31 | 1
Ingersoll Milling Machine Company | 75 | Natural Gas | Combustion Turbine | Operating | 0.6 | 0.6 | 156704.99 | 34.17 | 30.36 | 3.81 | 3.81 | 0 | 4.97 |  | 11315 |  |  |  | 0.059 | 0.002 | 119.31 | 1
Ingersoll Milling Machine Company | 76 | Natural Gas | Combustion Turbine | Operating | 0.7 | 0.7 | 156705.69 | 34.17 | 30.36 | 3.81 | 3.81 | 0 | 4.97 |  | 11315 |  |  |  | 0.059 | 0.002 | 119.31 | 1
Ingersoll Milling Machine Company | 77 | Natural Gas | Combustion Turbine | Operating | 0.6 | 0.6 | 156706.29 | 34.17 | 30.36 | 3.81 | 3.81 | 0 | 4.97 |  | 11315 |  |  |  | 0.059 | 0.002 | 119.31 | 1
MPEA Energy Center | GEN1 | Natural Gas | Combustion Turbine | Retired | 1.1 | 1.1 | 156707.39 | 34.17 | 30.36 | 3.81 | 3.81 | 0 | 4.97 |  | 11315 |  |  |  | 0.059 | 0.002 | 119.31 | 1
MPEA Energy Center | GEN2 | Natural Gas | Combustion Turbine | Retired | 1.1 | 1.1 | 156708.49 | 34.17 | 30.36 | 3.81 | 3.81 | 0 | 4.97 |  | 11315 |  |  |  | 0.059 | 0.002 | 119.31 | 1
MPEA Energy Center | GEN3 | Natural Gas | Combustion Turbine | Retired | 1.1 | 1.1 | 156709.59 | 34.17 | 30.36 | 3.81 | 3.81 | 0 | 4.97 |  | 11315 |  |  |  | 0.059 | 0.002 | 119.31 | 1
Robeson County LFG-Energy | GEN01 | Biomass | Internal Combustion | Operating | 1 | 1 | 156710.59 | 34.17 | 19.43 | 14.75 | 14.75 | 0 | 14.25 |  | 10510 | [6 empty] | 0
Robeson County LFG-Energy | GEN02 | Biomass | Internal Combustion | Operating | 1 | 1 | 156711.59 | 34.17 | 19.43 | 14.75 | 14.75 | 0 | 14.25 |  | 10508 | [6 empty] | 0
Rockford I Energy Center | 2 | Natural Gas | Combustion Turbine | Operating | 149.6 | 149.6 | 156861.19 | 34.2 | 30.07 | 4.13 | 4.13 | 0 | 3.24 | 43.38 | 11209 | 592541 | 52863 | 3.27 | 0.0465 | 0.0006 | 118.8573 | 0
FC Landfill Energy Facility | UNIT1 | Biomass | Internal Combustion | Operating | 1 | 1 | 156862.19 | 34.23 | 19.43 | 14.8 | 14.8 | 0 | 11.83 |  | 17395 | [6 empty] | 0
FC Landfill Energy Facility | UNIT2 | Biomass | Internal Combustion | Operating | 1 | 1 | 156863.19 | 34.23 | 19.43 | 14.8 | 14.8 | 0 | 11.83 |  | 17395 | [6 empty] | 0
Greenville Electric Generating Station | GT2 | Natural Gas | Combustion Turbine | Operating | 49 | 49 | 156912.19 | 34.24 | 30.09 | 4.14 | 4.14 | 0 | 3.34 | 40.93 | 10166 | 248746 | 24468 | 4.72 | 0.0842 | 0.0007 | 117.8744 | 0
Herbert A Wagner | 3 | Coal | Steam Turbine | Operating | 305 | 305 | 157217.19 | 34.27 | 25.07 | 9.2 | 9.2 | 0 | 27.11 | 41.56 | 10145 | 11503955 | 1133998 | 42.33 | 0.0688 | 1.3177 | 205.2002 | 0
Joliet 9 ST | 6 | Natural Gas | Steam Turbine | Operating | 314 | 314 | 157531.19 | 34.41 | 22.83 | 11.59 | 11.59 | 0 | 14.89 | 57.03 | 12244 | 2531670 | 206765 | 7.5 | 0.1419 | 0.3727 | 185.3605 | 0
Henrico Landfill Project | 1 | Biomass | Internal Combustion | Operating | 0.3 | 0.3 | 157531.49 | 34.5 | 19.43 | 15.08 | 15.08 | 0 | 12.57 |  | 10387 | [6 empty] | 0
Henrico Landfill Project | 10 | Biomass | Internal Combustion | Operating | 0.3 | 0.3 | 157531.79 | 34.5 | 19.43 | 15.08 | 15.08 | 0 | 12.57 |  | 10387 | [6 empty] | 0
Henrico Landfill Project | 11 | Biomass | Internal Combustion | Operating | 0.3 | 0.3 | 157532.09 | 34.5 | 19.43 | 15.08 | 15.08 | 0 | 12.57 |  | 10387 | [6 empty] | 0
Henrico Landfill Project | 12 | Biomass | Internal Combustion | Operating | 0.3 | 0.3 | 157532.39 | 34.5 | 19.43 | 15.08 | 15.08 | 0 | 12.57 |  | 10387 | [6 empty] | 0
Henrico Landfill Project | 2 | Biomass | Internal Combustion | Operating | 0.3 | 0.3 | 157532.69 | 34.5 | 19.43 | 15.08 | 15.08 | 0 | 12.57 |  | 10387 | [6 empty] | 0
Henrico Landfill Project | 3 | Biomass | Internal Combustion | Operating | 0.3 | 0.3 | 157532.99 | 34.5 | 19.43 | 15.08 | 15.08 | 0 | 12.57 |  | 10387 | [6 empty] | 0
Henrico Landfill Project | 4 | Biomass | Internal Combustion | Operating | 0.3 | 0.3 | 157533.29 | 34.5 | 19.43 | 15.08 | 15.08 | 0 | 12.57 |  | 10387 | [6 empty] | 0
Henrico Landfill Project | 5 | Biomass | Internal Combustion | Operating | 0.3 | 0.3 | 157533.59 | 34.5 | 19.43 | 15.08 | 15.08 | 0 | 12.57 |  | 10387 | [6 empty] | 0
Henrico Landfill Project | 6 | Biomass | Internal Combustion | Operating | 0.3 | 0.3 | 157533.89 | 34.5 | 19.43 | 15.08 | 15.08 | 0 | 12.57 |  | 10387 | [6 empty] | 0
Henrico Landfill Project | 7 | Biomass | Internal Combustion | Operating | 0.3 | 0.3 | 157534.19 | 34.5 | 19.43 | 15.08 | 15.08 | 0 | 12.57 |  | 10387 | [6 empty] | 0
Henrico Landfill Project | 8 | Biomass | Internal Combustion | Operating | 0.3 | 0.3 | 157534.49 | 34.5 | 19.43 | 15.08 | 15.08 | 0 | 12.57 |  | 10387 | [6 empty] | 0
Henrico Landfill Project | 9 | Biomass | Internal Combustion | Operating | 0.3 | 0.3 | 157534.79 | 34.5 | 19.43 | 15.08 | 15.08 | 0 | 12.57 |  | 10387 | [6 empty] | 0
Liberty Bell Farm #1 | 1 | Biomass | Internal Combustion | Operating | 4 | 4 | 157538.79 | 34.65 | 28.52 | 6.13 | 6.13 | 0 | 23.96 |  | 11546 | [6 empty] | 0
Greenville Electric Generating Station | GT4 | Natural Gas | Combustion Turbine | Operating | 49 | 49 | 157587.79 | 34.69 | 30.55 | 4.14 | 4.14 | 0 | 3.34 | 42.74 | 10321 | 210089 | 20355 | 3.93 | 0.0843 | 0.0006 | 118.0071 | 0
Marsh Run | 1 | Natural Gas | Combustion Turbine | Operating | 160.8 | 160.8 | 157748.59 | 34.92 | 31.75 | 3.17 | 3.17 | 0 | 9.03 | 42.6 | 10716 | 2026460 | 189115 | 11.51 | 0.0327 | 0.0006 | 120.4416 | 0
Chambers Cogeneration | GEN1 | Coal | Steam Turbine | Operating | 244 | 244 | 157992.59 | 34.94 | 29.94 | 5.01 | 5.01 | 0 | 26.38 | 44.32 | 10821 | 7427191 | 686386 | 32.02 | 0.1178 | 0.1585 | 205.0026 | 1
Greenville Electric Generating Station | GT1 | Natural Gas | Combustion Turbine | Operating | 49 | 49 | 158041.59 | 34.99 | 30.84 | 4.14 | 4.14 | 0 | 3.34 | 42.05 | 10420 | 241578 | 23184 | 4.47 | 0.0843 | 0.0007 | 118.0524 | 0
New River Landfill to Gas Facility | E1 | Biomass | Internal Combustion | Operating | 0.3 | 0.3 | 158041.89 | 35.04 | 19.43 | 15.62 | 15.62 | 0 | 13.25 |  | 10786 | [6 empty] | 0
New River Landfill to Gas Facility | E10 | Biomass | Internal Combustion | Operating | 0.3 | 0.3 | 158042.19 | 35.04 | 19.43 | 15.62 | 15.62 | 0 | 13.25 |  | 10786 | [6 empty] | 0
New River Landfill to Gas Facility | E11 | Biomass | Internal Combustion | Operating | 0.3 | 0.3 | 158042.49 | 35.04 | 19.43 | 15.62 | 15.62 | 0 | 13.25 |  | 10786 | [6 empty] | 0
New River Landfill to Gas Facility | E12 | Biomass | Internal Combustion | Operating | 0.3 | 0.3 | 158042.79 | 35.04 | 19.43 | 15.62 | 15.62 | 0 | 13.25 |  | 10786 | [6 empty] | 0
New River Landfill to Gas Facility | E13 | Biomass | Internal Combustion | Operating | 0.3 | 0.3 | 158043.09 | 35.04 | 19.43 | 15.62 | 15.62 | 0 | 13.25 |  | 10786 | [6 empty] | 0
New River Landfill to Gas Facility | E14 | Biomass | Internal Combustion | Operating | 0.3 | 0.3 | 158043.39 | 35.04 | 19.43 | 15.62 | 15.62 | 0 | 13.25 |  | 10786 | [6 empty] | 0
New River Landfill to Gas Facility | E15 | Biomass | Internal Combustion | Operating | 0.3 | 0.3 | 158043.69 | 35.04 | 19.43 | 15.62 | 15.62 | 0 | 13.25 |  | 10786 | [6 empty] | 0
New River Landfill to Gas Facility | E16 | Biomass | Internal Combustion | Operating | 0.3 | 0.3 | 158043.99 | 35.04 | 19.43 | 15.62 | 15.62 | 0 | 13.25 |  | 10786 | [6 empty] | 0
New River Landfill to Gas Facility | E17 | Biomass | Internal Combustion | Operating | 0.3 | 0.3 | 158044.29 | 35.04 | 19.43 | 15.62 | 15.62 | 0 | 13.25 |  | 10786 | [6 empty] | 0
New River Landfill to Gas Facility | E18 | Biomass | Internal Combustion | Operating | 0.3 | 0.3 | 158044.59 | 35.04 | 19.43 | 15.62 | 15.62 | 0 | 13.25 |  | 10786 | [6 empty] | 0
New River Landfill to Gas Facility | E2 | Biomass | Internal Combustion | Operating | 0.3 | 0.3 | 158044.89 | 35.04 | 19.43 | 15.62 | 15.62 | 0 | 13.25 |  | 10786 | [6 empty] | 0
New River Landfill to Gas Facility | E3 | Biomass | Internal Combustion | Operating | 0.3 | 0.3 | 158045.19 | 35.04 | 19.43 | 15.62 | 15.62 | 0 | 13.25 |  | 10786 | [6 empty] | 0
New River Landfill to Gas Facility | E4 | Biomass | Internal Combustion | Operating | 0.3 | 0.3 | 158045.49 | 35.04 | 19.43 | 15.62 | 15.62 | 0 | 13.25 |  | 10786 | [6 empty] | 0
New River Landfill to Gas Facility | E5 | Biomass | Internal Combustion | Operating | 0.3 | 0.3 | 158045.79 | 35.04 | 19.43 | 15.62 | 15.62 | 0 | 13.25 |  | 10786 | [6 empty] | 0
New River Landfill to Gas Facility | E6 | Biomass | Internal Combustion | Operating | 0.3 | 0.3 | 158046.09 | 35.04 | 19.43 | 15.62 | 15.62 | 0 | 13.25 |  | 10786 | [6 empty] | 0
New River Landfill to Gas Facility | E7 | Biomass | Internal Combustion | Operating | 0.3 | 0.3 | 158046.39 | 35.04 | 19.43 | 15.62 | 15.62 | 0 | 13.25 |  | 10786 | [6 empty] | 0
New River Landfill to Gas Facility | E8 | Biomass | Internal Combustion | Operating | 0.3 | 0.3 | 158046.69 | 35.04 | 19.43 | 15.62 | 15.62 | 0 | 13.25 |  | 10786 | [6 empty] | 0
New River Landfill to Gas Facility | E9 | Biomass | Internal Combustion | Operating | 0.3 | 0.3 | 158046.99 | 35.04 | 19.43 | 15.62 | 15.62 | 0 | 13.25 |  | 10786 | [6 empty] | 0
Aurora Generating Station | CTG3 | Natural Gas | Combustion Turbine | Operating | 145 | 145 | 158191.99 | 35.08 | 31.24 | 3.84 | 3.84 | 0 | 3.13 | 40.13 | 11642 | 1044796 | 89740 | 5.68 | 0.0427 | 0.0006 | 118.8571 | 0
Remington | 2 | Natural Gas | Combustion Turbine | Operating | 151 | 151 | 158342.99 | 35.11 | 33.75 | 1.36 | 1.36 | 0 | 2.72 | 36.92 | 9927 | 2254937 | 227161 | 13.83 | 0.0345 | 0.001 | 119.8464 | 0
Rochelle Energy Center | REC1 | Biomass | Internal Combustion | Operating | 1.6 | 1.6 | 158344.59 | 35.15 | 19.43 | 15.72 | 15.72 | 0 | 12.94 |  | 12266 | [6 empty] | 0
Rochelle Energy Center | REC2 | Biomass | Internal Combustion | Operating | 1.6 | 1.6 | 158346.19 | 35.15 | 19.43 | 15.72 | 15.72 | 0 | 12.94 |  | 12266 | [6 empty] | 0
Rochelle Energy Center | REC3 | Biomass | Internal Combustion | Operating | 1.6 | 1.6 | 158347.79 | 35.15 | 19.43 | 15.72 | 15.72 | 0 | 12.94 |  | 12266 | [6 empty] | 0
Elwood Energy | GT1 | Natural Gas | Combustion Turbine | Operating | 150 | 150 | 158497.79 | 35.2 | 32.69 | 2.51 | 2.51 | 0 | 3.1 | 49.54 | 12183 | 395726 | 32481 | 1.93 | 0.041 | 0.0006 | 118.8583 | 0
Greenville Electric Generating Station | GT3 | Natural Gas | Combustion Turbine | Operating | 49 | 49 | 158546.79 | 35.27 | 31.12 | 4.14 | 4.14 | 0 | 3.34 | 44.28 | 10514 | 190921 | 18159 | 3.5 | 0.0845 | 0.0007 | 117.9305 | 0
Liberty Landfill | 1 | Biomass | Internal Combustion | Operating | 0.4 | 0.4 | 158547.19 | 35.37 | 19.43 | 15.94 | 15.94 | 0 | 148.31 |  | 12284 | [6 empty] | 0
Liberty Landfill | 1-II | Biomass | Internal Combustion | Operating | 0.4 | 0.4 | 158547.59 | 35.37 | 19.43 | 15.94 | 15.94 | 0 | 148.31 |  | 12284 | [6 empty] | 0
Liberty Landfill | 2 | Biomass | Internal Combustion | Operating | 0.4 | 0.4 | 158547.99 | 35.37 | 19.43 | 15.94 | 15.94 | 0 | 148.31 |  | 12284 | [6 empty] | 0
Liberty Landfill | 2-II | Biomass | Internal Combustion | Operating | 0.4 | 0.4 | 158548.39 | 35.37 | 19.43 | 15.94 | 15.94 | 0 | 148.31 |  | 12284 | [6 empty] | 0
Liberty Landfill | 3 | Biomass | Internal Combustion | Operating | 0.4 | 0.4 | 158548.79 | 35.37 | 19.43 | 15.94 | 15.94 | 0 | 148.31 |  | 12284 | [6 empty] | 0
Liberty Landfill | 3-II | Biomass | Internal Combustion | Operating | 0.4 | 0.4 | 158549.19 | 35.37 | 19.43 | 15.94 | 15.94 | 0 | 148.31 |  | 12284 | [6 empty] | 0
Liberty Landfill | 4 | Biomass | Internal Combustion | Operating | 0.4 | 0.4 | 158549.59 | 35.37 | 19.43 | 15.94 | 15.94 | 0 | 148.31 |  | 12284 | [6 empty] | 0
Liberty Landfill | 4-II | Biomass | Internal Combustion | Operating | 0.4 | 0.4 | 158549.99 | 35.37 | 19.43 | 15.94 | 15.94 | 0 | 148.31 |  | 12284 | [6 empty] | 0
Elwood Energy | GT3 | Natural Gas | Combustion Turbine | Operating | 150 | 150 | 158699.99 | 35.42 | 32.9 | 2.51 | 2.51 | 0 | 3.1 | 48.13 | 12264 | 449400 | 36645 | 2.17 | 0.0376 | 0.0006 | 118.8569 | 0
Marsh Run | 3 | Natural Gas | Combustion Turbine | Operating | 161 | 161 | 158860.99 | 35.42 | 32.25 | 3.17 | 3.17 | 0 | 9.03 | 43.07 | 10882 | 2066552 | 189902 | 11.56 | 0.0341 | 0.0006 | 119.3427 | 0
Elwood Energy | GT4 | Natural Gas | Combustion Turbine | Operating | 150 | 150 | 159010.99 | 35.46 | 32.94 | 2.51 | 2.51 | 0 | 3.1 | 49.9 | 12278 | 395772 | 32233 | 1.91 | 0.0377 | 0.0006 | 118.8551 | 0
Elgin Energy Center | CT02 | Natural Gas | Combustion Turbine | Operating | 115 | 115 | 159125.99 | 35.52 | 32.35 | 3.17 | 3.17 | 0 | 3.19 | 41.09 | 12057 | 792732 | 65749 | 6.51 | 0.0573 | 0.0006 | 118.8557 | 0
Chalk Point 1 and 2 | ST2 | Coal | Steam Turbine | Operating | 336 | 336 | 159461.99 | 35.54 | 29.54 | 6.01 | 6.01 | 0 | 26.72 | 48.44 | 10691 | 7443212 | 696196 | 23.52 | 0.1988 | 0.1089 | 198.4711 | 0
Pearl Hollow Landfill | 1 | Biomass | Internal Combustion | Operating | 0.8 | 0.8 | 159462.79 | 35.55 | 19.43 | 16.13 | 16.13 | 0 | 11 |  | 11539 | [6 empty] | 0
Pearl Hollow Landfill | 2 | Biomass | Internal Combustion | Operating | 0.8 | 0.8 | 159463.59 | 35.55 | 19.43 | 16.13 | 16.13 | 0 | 11 |  | 11539 | [6 empty] | 0
Pearl Hollow Landfill | 3 | Biomass | Internal Combustion | Operating | 0.8 | 0.8 | 159464.39 | 35.55 | 19.43 | 16.13 | 16.13 | 0 | 11 |  | 11539 | [6 empty] | 0
New Castle | 4 | Natural Gas | Steam Turbine | Operating | 87 | 87 | 159551.39 | 35.59 | 31.9 | 3.69 | 3.69 | 0 | 15.49 | 40.44 | 11070 | 3073245 | 277618 | 34.35 | 0.1804 | 0.4942 | 140.4356 | 0
Newland Park Landfill Facility | 1 | Biomass | Internal Combustion | Operating | 0.3 | 0.3 | 159551.69 | 35.59 | 19.43 | 16.16 | 16.16 | 0 | 12.51 |  | 11789 | [6 empty] | 0
Newland Park Landfill Facility | 10 | Biomass | Internal Combustion | Operating | 0.3 | 0.3 | 159551.99 | 35.59 | 19.43 | 16.16 | 16.16 | 0 | 12.51 |  | 11789 | [6 empty] | 0
Newland Park Landfill Facility | 11 | Biomass | Internal Combustion | Operating | 0.3 | 0.3 | 159552.29 | 35.59 | 19.43 | 16.16 | 16.16 | 0 | 12.51 |  | 11789 | [6 empty] | 0
Newland Park Landfill Facility | 12 | Biomass | Internal Combustion | Operating | 0.3 | 0.3 | 159552.59 | 35.59 | 19.43 | 16.16 | 16.16 | 0 | 12.51 |  | 11789 | [6 empty] | 0
Newland Park Landfill Facility | 13 | Biomass | Internal Combustion | Operating | 0.3 | 0.3 | 159552.89 | 35.59 | 19.43 | 16.16 | 16.16 | 0 | 12.51 |  | 11789 | [6 empty] | 0
Newland Park Landfill Facility | 14 | Biomass | Internal Combustion | Operating | 0.3 | 0.3 | 159553.19 | 35.59 | 19.43 | 16.16 | 16.16 | 0 | 12.51 |  | 11789 | [6 empty] | 0
Newland Park Landfill Facility | 15 | Biomass | Internal Combustion | Operating | 0.3 | 0.3 | 159553.49 | 35.59 | 19.43 | 16.16 | 16.16 | 0 | 12.51 |  | 11789 | [6 empty] | 0
Newland Park Landfill Facility | 16 | Biomass | Internal Combustion | Operating | 0.3 | 0.3 | 159553.79 | 35.59 | 19.43 | 16.16 | 16.16 | 0 | 12.51 |  | 11789 | [6 empty] | 0
Newland Park Landfill Facility | 17 | Biomass | Internal Combustion | Operating | 0.3 | 0.3 | 159554.09 | 35.59 | 19.43 | 16.16 | 16.16 | 0 | 12.51 |  | 11789 | [6 empty] | 0
Newland Park Landfill Facility | 18 | Biomass | Internal Combustion | Operating | 0.3 | 0.3 | 159554.39 | 35.59 | 19.43 | 16.16 | 16.16 | 0 | 12.51 |  | 11789 | [6 empty] | 0
Newland Park Landfill Facility | 2 | Biomass | Internal Combustion | Operating | 0.3 | 0.3 | 159554.69 | 35.59 | 19.43 | 16.16 | 16.16 | 0 | 12.51 |  | 11789 | [6 empty] | 0
Newland Park Landfill Facility | 3 | Biomass | Internal Combustion | Operating | 0.3 | 0.3 | 159554.99 | 35.59 | 19.43 | 16.16 | 16.16 | 0 | 12.51 |  | 11789 | [6 empty] | 0
Newland Park Landfill Facility | 4 | Biomass | Internal Combustion | Operating | 0.3 | 0.3 | 159555.29 | 35.59 | 19.43 | 16.16 | 16.16 | 0 | 12.51 |  | 11789 | [6 empty] | 0
Newland Park Landfill Facility | 5 | Biomass | Internal Combustion | Operating | 0.3 | 0.3 | 159555.59 | 35.59 | 19.43 | 16.16 | 16.16 | 0 | 12.51 |  | 11789 | [6 empty] | 0
Newland Park Landfill Facility | 6 | Biomass | Internal Combustion | Operating | 0.3 | 0.3 | 159555.89 | 35.59 | 19.43 | 16.16 | 16.16 | 0 | 12.51 |  | 11789 | [6 empty] | 0
Newland Park Landfill Facility | 7 | Biomass | Internal Combustion | Operating | 0.3 | 0.3 | 159556.19 | 35.59 | 19.43 | 16.16 | 16.16 | 0 | 12.51 |  | 11789 | [6 empty] | 0
Newland Park Landfill Facility | 8 | Biomass | Internal Combustion | Operating | 0.3 | 0.3 | 159556.49 | 35.59 | 19.43 | 16.16 | 16.16 | 0 | 12.51 |  | 11789 | [6 empty] | 0
Newland Park Landfill Facility | 9 | Biomass | Internal Combustion | Operating | 0.3 | 0.3 | 159556.79 | 35.59 | 19.43 | 16.16 | 16.16 | 0 | 12.51 |  | 11789 | [6 empty] | 0
Hamilton, OH Hydro | 3 | Water | Hydro | Operating | 1 | 1 | 159557.79 | 35.65 | 0 | 35.65 | 35.65 | 0 | 47.56 | [8 empty] | 0
Hamilton, OH Hydro | 4 | Water | Hydro | Operating | 1 | 1 | 159558.79 | 35.65 | 0 | 35.65 | 35.65 | 0 | 47.56 | [8 empty] | 0
Wolf Hills Energy | WHG5 | Natural Gas | Combustion Turbine | Operating | 50 | 50 | 159608.79 | 35.68 | 31.48 | 4.2 | 4.2 | 0 | 3.28 | 45.55 | 11056 | 183804 | 16624 | 3.32 | 0.1064 | 0.0007 | 118.0173 | 0
University of Illinois Cogeneration | GEN1 | Natural Gas | Internal Combustion | Operating | 6.3 | 6.3 | 159615.09 | 35.71 | 27.19 | 8.52 | 8.52 | 0 | 14.67 | 135.51 | 9833 | 9109 | 926 | 1.67 |  |  |  | 1
University of Illinois Cogeneration | GEN2 | Natural Gas | Internal Combustion | Operating | 6.3 | 6.3 | 159621.39 | 35.71 | 27.19 | 8.52 | 8.52 | 0 | 14.67 | 135.51 | 9833 | 9109 | 926 | 1.67 |  |  |  | 1
University of Illinois Cogeneration | GEN3 | Natural Gas | Internal Combustion | Operating | 3.7 | 3.7 | 159625.09 | 35.71 | 27.19 | 8.52 | 8.52 | 0 | 14.67 | 135.51 | 9833 | 5350 | 544 | 1.67 |  |  |  | 1
University of Illinois Cogeneration | GEN4 | Natural Gas | Internal Combustion | Operating | 3.7 | 3.7 | 159628.79 | 35.71 | 27.19 | 8.52 | 8.52 | 0 | 14.67 | 135.51 | 9833 | 5350 | 544 | 1.67 |  |  |  | 1
University of Illinois Cogeneration | RE1 | Natural Gas | Internal Combustion | Operating | 5.5 | 5.5 | 159634.29 | 35.71 | 27.19 | 8.52 | 8.52 | 0 | 14.67 | 135.51 | 9833 | 7952 | 809 | 1.67 |  |  |  | 1
University of Illinois Cogeneration | RE2 | Natural Gas | Internal Combustion | Operating | 5.5 | 5.5 | 159639.79 | 35.71 | 27.19 | 8.52 | 8.52 | 0 | 14.67 | 135.51 | 9833 | 7952 | 809 | 1.67 |  |  |  | 1
University of Illinois Cogeneration | RE3 | Natural Gas | Internal Combustion | Operating | 5.5 | 5.5 | 159645.29 | 35.71 | 27.19 | 8.52 | 8.52 | 0 | 14.67 | 135.51 | 9833 | 7952 | 809 | 1.67 |  |  |  | 1
Elgin Energy Center | CT04 | Natural Gas | Combustion Turbine | Operating | 115 | 115 | 159760.29 | 35.72 | 32.55 | 3.17 | 3.17 | 0 | 3.19 | 43.65 | 12133 | 561478 | 46275 | 4.58 | 0.0656 | 0.0006 | 118.8599 | 0
Remington | 3 | Natural Gas | Combustion Turbine | Operating | 152 | 152 | 159912.29 | 35.77 | 34.41 | 1.36 | 1.36 | 0 | 2.72 | 38.05 | 10120 | 1841242 | 181936 | 11.08 | 0.0345 | 0.0012 | 120.2623 | 0
Marsh Run | 2 | Natural Gas | Combustion Turbine | Operating | 159.3 | 159.3 | 160071.59 | 35.78 | 32.6 | 3.17 | 3.17 | 0 | 9.03 | 44.33 | 11003 | 1850104 | 168145 | 10.24 | 0.0355 | 0.0006 | 119.4917 | 0
Elgin Energy Center | CT01 | Natural Gas | Combustion Turbine | Operating | 115 | 115 | 160186.59 | 35.79 | 32.62 | 3.17 | 3.17 | 0 | 3.19 | 41.36 | 12160 | 800285 | 65813 | 6.52 | 0.0567 | 0.0006 | 118.8617 | 0
Ottawa Landfill Facility | 1 | Biomass | Internal Combustion | Operating | 0.7 | 0.7 | 160187.29 | 35.8 | 19.43 | 16.38 | 16.38 | 0 | 11.28 |  | 9960 | [6 empty] | 0
Ottawa Landfill Facility | 2 | Biomass | Internal Combustion | Operating | 0.7 | 0.7 | 160187.99 | 35.8 | 19.43 | 16.38 | 16.38 | 0 | 11.28 |  | 9960 | [6 empty] | 0
Ottawa Landfill Facility | 3 | Biomass | Internal Combustion | Operating | 0.7 | 0.7 | 160188.69 | 35.8 | 19.43 | 16.38 | 16.38 | 0 | 11.28 |  | 9960 | [6 empty] | 0
Mannington Mills Cogeneration Facility | 1 | Natural Gas | Internal Combustion | Operating | 8.4 | 8.4 | 160197.09 | 35.82 | 21.67 | 14.14 | 14.14 | 0 | 9.71 |  | 11075 | [6 empty] | 1
Aurora Generating Station | CTG4 | Natural Gas | Combustion Turbine | Operating | 145 | 145 | 160342.09 | 35.83 | 31.99 | 3.84 | 3.84 | 0 | 3.13 | 51.47 | 11924 | 345666 | 28988 | 1.83 | 0.0382 | 0.0006 | 118.8597 | 0
Wolf Hills Energy | WHG2 | Natural Gas | Combustion Turbine | Operating | 50 | 50 | 160392.09 | 35.84 | 31.64 | 4.2 | 4.2 | 0 | 3.28 | 42.35 | 11112 | 279938 | 25191 | 5.03 | 0.1001 | 0.0007 | 117.9924 | 0
Chesterfield | 6 | Coal | Steam Turbine | Operating | 670 | 670 | 161062.09 | 35.85 | 32.12 | 3.73 | 3.73 | 0 | 34.94 | 42.17 | 10123 | 37558166 | 3710351 | 61.22 | 0.0445 | 0.0725 | 205.2 | 0
Remington | 4 | Natural Gas | Combustion Turbine | Operating | 152 | 152 | 161214.09 | 35.88 | 34.52 | 1.36 | 1.36 | 0 | 2.72 | 38.58 | 10152 | 1555546 | 153220 | 9.33 | 0.0375 | 0.0015 | 120.8507 | 0
Wolf Hills Energy | WHG4 | Natural Gas | Combustion Turbine | Operating | 50 | 50 | 161264.09 | 35.95 | 31.75 | 4.2 | 4.2 | 0 | 3.28 | 44.46 | 11151 | 214982 | 19279 | 3.85 | 0.1037 | 0.0006 | 117.9956 | 0
SC Landfill Energy | GEN1 | Biomass | Internal Combustion | Operating | 1.8 | 1.8 | 161265.89 | 35.97 | 19.43 | 16.54 | 16.54 | 0 | 10.91 |  | 13545 | [6 empty] | 0
Wolf Hills Energy | WHG1 | Natural Gas | Combustion Turbine | Operating | 50 | 50 | 161315.89 | 35.99 | 31.79 | 4.2 | 4.2 | 0 | 3.28 | 43.28 | 11166 | 251251 | 22502 | 4.49 | 0.0989 | 0.0007 | 117.9782 | 0
Franklin Fine Paper CT | GE10 | Natural Gas | Combustion Turbine | Operating | 38 | 38 | 161353.89 | 36.02 | 32.22 | 3.81 | 3.81 | 0 | 4.97 |  | 11315 | 0 | 0 | 0 | 0.025 | 0.002 | 119.31 | 1
Brunner Island | 1 | Natural Gas | Steam Turbine | Retired | 306 | 306 | 161659.89 | 36.03 | 33.9 | 2.13 | 2.13 | 0 | 10.27 | 46.03 | 13063 | 4107178 | 314425 | 11.15 | 0.362 | 0.3039 | 203.6616 | 0
M & M Mars - New Jersey | GEN1 | Natural Gas | Combined Cycle | Operating | 10 | 10 | 161669.89 | 36.04 | 27.82 | 8.22 | 8.22 | 0 | 26.37 |  | 12310 |  |  |  | 0.02 | 0.001 | 118.4 | 1
M & M Mars - New Jersey | GEN2 | Natural Gas | Combined Cycle | Operating | 0.7 | 0.7 | 161670.59 | 36.04 | 27.82 | 8.22 | 8.22 | 0 | 26.37 |  | 12310 |  |  |  | 0.02 | 0.001 | 118.4 | 1
J. Sherman Cooper | 2 | Coal | Steam Turbine | Operating | 225 | 225 | 161895.59 | 36.07 | 28.12 | 7.95 | 7.95 | 0 | 24.76 | 49.79 | 10495 | 4260724 | 405977 | 20.54 | 0.1145 | 0.0424 | 205.1995 | 0
Harrisonburg Power Plant | ST-1 | Natural Gas | Steam Turbine | Retired | 2.7 | 2.7 | 161898.29 | 36.12 | 33.19 | 2.93 | 2.93 | 0 | 11.17 |  | 11655 |  |  |  | 0.153 | 0.029 | 120.44 | 0
Military Construction Project 222 | 1 | Natural Gas | Steam Turbine | Operating | 4.6 | 4.6 | 161902.89 | 36.12 | 33.19 | 2.93 | 2.93 | 0 | 11.17 |  | 11655 |  |  |  | 0.153 | 0.029 | 120.44 | 1
Chicago West Side Energy Center | GEN1 | Natural Gas | Combustion Turbine | Operating | 3.5 | 3.5 | 161906.39 | 36.2 | 34.62 | 1.58 | 1.58 | 0 | 13.8 |  | 12904 |  |  |  | 0.059 | 0.002 | 119.31 | 1
Auglaize Hydro | 1 | Water | Hydro | Operating | 0.8 | 0.8 | 161907.19 | 36.23 | 0 | 36.23 | 36.23 | 0 | 31.67 | [8 empty] | 0
Auglaize Hydro | 2A | Water | Hydro | Operating | 1 | 1 | 161908.19 | 36.23 | 0 | 36.23 | 36.23 | 0 | 31.67 | [8 empty] | 0
Auglaize Hydro | 3A | Water | Hydro | Operating | 1 | 1 | 161909.19 | 36.23 | 0 | 36.23 | 36.23 | 0 | 31.67 | [8 empty] | 0
Auglaize Hydro | 4 | Water | Hydro | Operating | 0.8 | 0.8 | 161909.99 | 36.23 | 0 | 36.23 | 36.23 | 0 | 31.67 | [8 empty] | 0
Auglaize Hydro | 5 | Water | Hydro | Operating | 0.8 | 0.8 | 161910.79 | 36.23 | 0 | 36.23 | 36.23 | 0 | 31.67 | [8 empty] | 0
Auglaize Hydro | 6 | Water | Hydro | Operating | 0.1 | 0.1 | 161910.89 | 36.23 | 0 | 36.23 | 36.23 | 0 | 31.67 | [8 empty] | 0
NEO Freehold Gen LLC | UNT1 | Natural Gas | Internal Combustion | Operating | 1.1 | 1.1 | 161911.99 | 36.25 | 22.15 | 14.1 | 14.1 | 0 | 8.06 |  | 9800 | [6 empty] | 1
NEO Freehold Gen LLC | UNT2 | Natural Gas | Internal Combustion | Operating | 1.1 | 1.1 | 161913.09 | 36.25 | 22.15 | 14.1 | 14.1 | 0 | 8.06 |  | 9800 | [6 empty] | 1
Elgin Energy Center | CT03 | Natural Gas | Combustion Turbine | Operating | 115 | 115 | 162028.09 | 36.28 | 33.11 | 3.17 | 3.17 | 0 | 3.19 | 43.14 | 12342 | 659599 | 53444 | 5.29 | 0.0621 | 0.0006 | 118.8572 | 0
SECCRA Community Landfill | 1 | Biomass | Internal Combustion | Operating | 0.9 | 0.9 | 162028.99 | 36.36 | 19.43 | 16.93 | 16.93 | 0 | 11.37 |  | 10659 | [6 empty] | 0
SECCRA Community Landfill | 3 | Biomass | Internal Combustion | Operating | 1.6 | 1.6 | 162030.59 | 36.36 | 19.43 | 16.93 | 16.93 | 0 | 11.37 |  | 10659 | [6 empty] | 0
Chalk Point 1 and 2 | ST1 | Coal | Steam Turbine | Operating | 331 | 331 | 162361.59 | 36.43 | 30.42 | 6.01 | 6.01 | 0 | 26.72 | 47.56 | 11010 | 8742457 | 794018 | 27.31 | 0.1314 | 0.1121 | 199.7729 | 0
Remington | 1 | Natural Gas | Combustion Turbine | Operating | 153 | 153 | 162514.59 | 36.43 | 35.07 | 1.36 | 1.36 | 0 | 2.72 | 40.41 | 10313 | 1080501 | 104768 | 6.38 | 0.0342 | 0.0011 | 119.9361 | 0
New Castle | 5 | Natural Gas | Steam Turbine | Operating | 130 | 130 | 162644.59 | 36.48 | 32.79 | 3.69 | 3.69 | 0 | 15.49 | 41.74 | 11380 | 4357506 | 382895 | 32.29 | 0.1691 | 0.3615 | 135.3642 | 0
Back River Waste Water Treatment - IC | CHP 1 | Biomass | Internal Combustion | Operating | 0.9 | 0.9 | 162645.49 | 36.49 | 19.43 | 17.07 | 17.07 | 0 | 11.28 |  | 18168 | [6 empty] | 0
Back River Waste Water Treatment - IC | CHP 2 | Biomass | Internal Combustion | Operating | 0.9 | 0.9 | 162646.39 | 36.49 | 19.43 | 17.07 | 17.07 | 0 | 11.28 |  | 18168 | [6 empty] | 0
Linden GT | 5 | Natural Gas | Combustion Turbine | Operating | 86 | 86 | 162732.39 | 36.49 | 30.32 | 6.17 | 6.17 | 0 | 3.32 | 52.8 | 11886 | 208047 | 17503 | 2.32 | 0.0394 | 0.0006 | 120.0627 | 0
Chesterfield | 5 | Coal | Steam Turbine | Operating | 336 | 336 | 163068.39 | 36.5 | 32.77 | 3.73 | 3.73 | 0 | 34.94 | 43.2 | 10327 | 18109775 | 1753698 | 58.38 | 0.0498 | 0.0592 | 205.2008 | 0
Tait Electric Generating Station | GT5 | Natural Gas | Combustion Turbine | Operating | 85 | 85 | 163153.39 | 36.6 | 34.64 | 1.96 | 1.96 | 0 | 3.22 | 39.27 | 12539 | 1285904 | 102556 | 12.42 | 0.0669 | 0.0124 | 119.0603 | 0
Bavarian Landfill | 5 | Biomass | Internal Combustion | Operating | 1.4 | 1.4 | 163154.79 | 36.61 | 19.43 | 17.18 | 17.18 | 0 | 43.19 |  | 11075 | [6 empty] | 0
Des Plaines Landfill | DP1 | Biomass | Internal Combustion | Operating | 1.8 | 1.8 | 163156.59 | 36.61 | 19.43 | 17.18 | 17.18 | 0 | 43.19 |  | 11815 | [6 empty] | 0
Des Plaines Landfill | DP2 | Biomass | Internal Combustion | Operating | 1.8 | 1.8 | 163158.39 | 36.61 | 19.43 | 17.18 | 17.18 | 0 | 43.19 |  | 11815 | [6 empty] | 0
Hancock County Generating Station | 1 | Biomass | Internal Combustion | Operating | 0.8 | 0.8 | 163159.19 | 36.61 | 19.43 | 17.18 | 17.18 | 0 | 43.19 |  | 11075 | [6 empty] | 0
Hancock County Generating Station | 2 | Biomass | Internal Combustion | Operating | 0.8 | 0.8 | 163159.99 | 36.61 | 19.43 | 17.18 | 17.18 | 0 | 43.19 |  | 11075 | [6 empty] | 0
Hancock County Generating Station | 3 | Biomass | Internal Combustion | Operating | 0.8 | 0.8 | 163160.79 | 36.61 | 19.43 | 17.18 | 17.18 | 0 | 43.19 |  | 11075 | [6 empty] | 0
Hancock County Generating Station | 4 | Biomass | Internal Combustion | Operating | 0.8 | 0.8 | 163161.59 | 36.61 | 19.43 | 17.18 | 17.18 | 0 | 43.19 |  | 11075 | [6 empty] | 0
Model Landfill Facility | 1 | Biomass | Internal Combustion | Out of Service | 1.4 | 1.4 | 163162.99 | 36.61 | 19.43 | 17.18 | 17.18 | 0 | 43.19 |  | 11075 | [6 empty] | 0
Model Landfill Facility | 2 | Biomass | Internal Combustion | Out of Service | 1.4 | 1.4 | 163164.39 | 36.61 | 19.43 | 17.18 | 17.18 | 0 | 43.19 |  | 11075 | [6 empty] | 0
Morgantown Generating Station | GEMT | Biomass | Internal Combustion | Operating | 1.6 | 1.6 | 163165.99 | 36.61 | 19.43 | 17.18 | 17.18 | 0 | 43.19 |  | 11075 | [6 empty] | 0
Ceredo | 2 | Natural Gas | Combustion Turbine | Operating | 75 | 75 | 163240.99 | 36.63 | 31.1 | 5.53 | 5.53 | 0 | 3.57 | 50.72 | 12057 | 228965 | 18991 | 2.51 | 0.0305 | 0.0006 | 117.9775 | 0
Westport Jet | GT5 | Natural Gas | Combustion Turbine | Operating | 115.8 | 115.8 | 163356.79 | 36.65 | 28.05 | 8.6 | 8.6 | 0 | 4.36 |  | 14333 |  |  |  | 0.3806 | 0.0006 | 118.8568 | 0
Wolf Hills Energy | WHG3 | Natural Gas | Combustion Turbine | Operating | 50 | 50 | 163406.79 | 36.71 | 32.51 | 4.2 | 4.2 | 0 | 3.28 | 46.31 | 11418 | 195159 | 17092 | 3.41 | 0.0803 | 0.0006 | 117.9844 | 0
New Castle | 3 | Natural Gas | Steam Turbine | Operating | 88 | 88 | 163494.79 | 36.72 | 33.02 | 3.69 | 3.69 | 0 | 15.49 | 44.54 | 11461 | 1998101 | 174338 | 21.34 | 0.1379 | 0.1146 | 124.0355 | 0
Ceredo | 1 | Natural Gas | Combustion Turbine | Operating | 75 | 75 | 163569.79 | 36.77 | 31.24 | 5.53 | 5.53 | 0 | 3.57 | 48.55 | 12112 | 275075 | 22711 | 3.01 | 0.0319 | 0.0006 | 117.98 | 0
Ceredo | 4 | Natural Gas | Combustion Turbine | Operating | 75 | 75 | 163644.79 | 36.77 | 31.24 | 5.53 | 5.53 | 0 | 3.57 | 50.4 | 12110 | 237699 | 19628 | 2.6 | 0.0309 | 0.0006 | 117.9868 | 0
Ceredo | 5 | Natural Gas | Combustion Turbine | Operating | 75 | 75 | 163719.79 | 36.81 | 31.28 | 5.53 | 5.53 | 0 | 3.57 | 49.86 | 12127 | 248671 | 20505 | 2.71 | 0.031 | 0.0006 | 117.9799 | 0
J. Sherman Cooper | 1 | Coal | Steam Turbine | Operating | 116 | 116 | 163835.79 | 36.83 | 28.88 | 7.95 | 7.95 | 0 | 24.76 | 48.86 | 10779 | 2572689 | 238679 | 23.42 | 0.2371 | 0.1761 | 205.2014 | 0
Blossburg | 1 | Natural Gas | Combustion Turbine | Operating | 16 | 16 | 163851.79 | 36.87 | 24.85 | 12.02 | 12.02 | 0 | 8.83 |  | 14744 |  |  |  | 0.059 | 0.002 | 119.31 | 0
Aurora Generating Station | CTG1 | Natural Gas | Combustion Turbine | Operating | 145 | 145 | 163996.79 | 36.89 | 33.05 | 3.84 | 3.84 | 0 | 3.13 | 44.14 | 12317 | 769558 | 62477 | 3.95 | 0.0396 | 0.0006 | 118.857 | 0
Ceredo | 6 | Natural Gas | Combustion Turbine | Operating | 75 | 75 | 164071.79 | 36.89 | 31.36 | 5.53 | 5.53 | 0 | 3.57 | 50.02 | 12158 | 247733 | 20377 | 2.7 | 0.0315 | 0.0006 | 117.9807 | 0
Ceredo | 3 | Natural Gas | Combustion Turbine | Operating | 75 | 75 | 164146.79 | 36.9 | 31.38 | 5.53 | 5.53 | 0 | 3.57 | 68.7 | 12164 | 102370 | 8416 | 1.11 | 0.0334 | 0.0006 | 117.9882 | 0
Tait Electric Generating Station | GT6 | Natural Gas | Combustion Turbine | Operating | 85 | 85 | 164231.79 | 36.93 | 34.98 | 1.96 | 1.96 | 0 | 3.22 | 39.48 | 12659 | 1356845 | 107183 | 12.98 | 0.0697 | 0.0147 | 119.2408 | 0
Twin Bridges Gas Recovery | I-1 | Biomass | Internal Combustion | Operating | 0.3 | 0.3 | 164232.09 | 36.96 | 19.43 | 17.53 | 17.53 | 0 | 24.68 |  | 11527 | [6 empty] | 0
Twin Bridges Gas Recovery | I-2 | Biomass | Internal Combustion | Operating | 0.3 | 0.3 | 164232.39 | 36.96 | 19.43 | 17.53 | 17.53 | 0 | 24.68 |  | 11527 | [6 empty] | 0
Twin Bridges Gas Recovery | I-3 | Biomass | Internal Combustion | Operating | 0.3 | 0.3 | 164232.69 | 36.96 | 19.43 | 17.53 | 17.53 | 0 | 24.68 |  | 11527 | [6 empty] | 0
Twin Bridges Gas Recovery | I-4 | Biomass | Internal Combustion | Operating | 0.3 | 0.3 | 164232.99 | 36.96 | 19.43 | 17.53 | 17.53 | 0 | 24.68 |  | 11527 | [6 empty] | 0
Twin Bridges Gas Recovery | II-1 | Biomass | Internal Combustion | Operating | 0.3 | 0.3 | 164233.29 | 36.96 | 19.43 | 17.53 | 17.53 | 0 | 24.68 |  | 11527 | [6 empty] | 0
Twin Bridges Gas Recovery | II-2 | Biomass | Internal Combustion | Operating | 0.3 | 0.3 | 164233.59 | 36.96 | 19.43 | 17.53 | 17.53 | 0 | 24.68 |  | 11527 | [6 empty] | 0
Twin Bridges Gas Recovery | II-3 | Biomass | Internal Combustion | Operating | 0.3 | 0.3 | 164233.89 | 36.96 | 19.43 | 17.53 | 17.53 | 0 | 24.68 |  | 11527 | [6 empty] | 0
Twin Bridges Gas Recovery | II-4 | Biomass | Internal Combustion | Operating | 0.3 | 0.3 | 164234.19 | 36.96 | 19.43 | 17.53 | 17.53 | 0 | 24.68 |  | 11527 | [6 empty] | 0
Twin Bridges Gas Recovery | III-1 | Biomass | Internal Combustion | Operating | 0.3 | 0.3 | 164234.49 | 36.96 | 19.43 | 17.53 | 17.53 | 0 | 24.68 |  | 11527 | [6 empty] | 0
Twin Bridges Gas Recovery | III-2 | Biomass | Internal Combustion | Operating | 0.3 | 0.3 | 164234.79 | 36.96 | 19.43 | 17.53 | 17.53 | 0 | 24.68 |  | 11527 | [6 empty] | 0
Twin Bridges Gas Recovery | III-3 | Biomass | Internal Combustion | Operating | 0.3 | 0.3 | 164235.09 | 36.96 | 19.43 | 17.53 | 17.53 | 0 | 24.68 |  | 11527 | [6 empty] | 0
Twin Bridges Gas Recovery | III-4 | Biomass | Internal Combustion | Operating | 0.3 | 0.3 | 164235.39 | 36.96 | 19.43 | 17.53 | 17.53 | 0 | 24.68 |  | 11527 | [6 empty] | 0
Twin Bridges Gas Recovery | IV-1 | Biomass | Internal Combustion | Operating | 0.6 | 0.6 | 164235.99 | 36.96 | 19.43 | 17.53 | 17.53 | 0 | 24.68 |  | 11527 | [6 empty] | 0
Twin Bridges Gas Recovery | IV-2 | Biomass | Internal Combustion | Operating | 0.6 | 0.6 | 164236.59 | 36.96 | 19.43 | 17.53 | 17.53 | 0 | 24.68 |  | 11527 | [6 empty] | 0
ACUA Landfill Power Plant | UNIT1 | Biomass | Internal Combustion | Operating | 1.5 | 1.5 | 164238.09 | 37.02 | 19.43 | 17.59 | 17.59 | 0 | 12.19 |  | 10554 | [6 empty] | 0
ACUA Landfill Power Plant | UNIT2 | Biomass | Internal Combustion | Operating | 1.8 | 1.8 | 164239.89 | 37.02 | 19.43 | 17.59 | 17.59 | 0 | 12.19 |  | 10554 | [6 empty] | 0
ACUA Landfill Power Plant | UNIT3 | Biomass | Internal Combustion | Operating | 1.8 | 1.8 | 164241.69 | 37.02 | 19.43 | 17.59 | 17.59 | 0 | 12.19 |  | 10554 | [6 empty] | 0
Napoleon Biogas | GEN1 | Biomass | Internal Combustion | Operating | 1.2 | 1.2 | 164242.89 | 37.03 | 19.43 | 17.61 | 17.61 | 0 | 12.94 |  | 6842 | [6 empty] | 0
Napoleon Biogas | GEN2 | Biomass | Internal Combustion | Operating | 1.2 | 1.2 | 164244.09 | 37.03 | 19.43 | 17.61 | 17.61 | 0 | 12.94 |  | 6842 | [6 empty] | 0
Tait Electric Generating Station | GT7 | Natural Gas | Combustion Turbine | Operating | 85 | 85 | 164329.09 | 37.04 | 35.09 | 1.96 | 1.96 | 0 | 3.22 | 39.75 | 12699 | 1279526 | 100762 | 12.2 | 0.057 | 0.0124 | 119.0326 | 0
Chesterfield | 4 | Coal | Steam Turbine | Operating | 162.5 | 162.5 | 164491.59 | 37.09 | 33.35 | 3.73 | 3.73 | 0 | 34.94 | 44.48 | 10511 | 8075107 | 768272 | 52.22 | 0.0479 | 0.0544 | 205.2003 | 0
Spruance Genco | GEN1 | Coal | Steam Turbine | Operating | 52.5 | 52.5 | 164544.09 | 37.11 | 27.91 | 9.2 | 9.2 | 0 | 25.4 | 73.3 | 10423 | 383995 | 36842 | 7.99 | 0.2855 | 0.0651 | 205.2075 | 1
Tait Electric Generating Station | GT4 | Natural Gas | Combustion Turbine | Operating | 85 | 85 | 164629.09 | 37.25 | 35.29 | 1.96 | 1.96 | 0 | 3.22 | 39.96 | 12772 | 1284925 | 100602 | 12.18 | 0.0631 | 0.0134 | 119.1369 | 0
Rocky Road | TG3 | Natural Gas | Combustion Turbine | Operating | 29.5 | 29.5 | 164658.59 | 37.55 | 30.84 | 6.71 | 6.71 | 0 | 3.25 | 46.53 | 11495 | 122689 | 10674 | 4.05 | 0.1948 | 0.0007 | 119.4374 | 0
Logan | GEN1 | Coal | Steam Turbine | Operating | 219 | 219 | 164877.59 | 37.59 | 31.88 | 5.71 | 5.71 | 0 | 26.1 | 48.13 | 10848 | 5885791 | 542589 | 28.21 | 0.1096 | 0.1466 | 204.6808 | 1
Madison Generating Station | CT1 | Natural Gas | Combustion Turbine | Operating | 72 | 72 | 164949.59 | 37.62 | 34.28 | 3.34 | 3.34 | 0 | 5.62 | 43.01 | 13062 | 981054 | 75107 | 9.72 | 0.032 | 0.0006 | 118.8602 | 0
Argonne National Laboratory Cogen Power Plant | CHP | Natural Gas | Combustion Turbine | Operating | 6.3 | 6.3 | 164955.89 | 37.84 | 34.04 | 3.81 | 3.81 | 0 | 4.97 |  | 11315 |  |  |  | 0.059 | 0.002 | 119.31 | 1
Midtown Thermal Energy Plant | 1 | Natural Gas | Combustion Turbine | Operating | 5.7 | 5.7 | 164961.59 | 37.84 | 34.04 | 3.81 | 3.81 | 0 | 4.97 |  | 11315 |  |  |  | 0.059 | 0.002 | 119.31 | 1
Halifax | GEN1 | Water | Hydro | Operating | 0.8 | 0.8 | 164962.39 | 37.91 | 0 | 37.91 | 37.91 | 0 | 110.78 | [8 empty] | 0
Halifax | GEN2 | Water | Hydro | Operating | 0.4 | 0.4 | 164962.79 | 37.91 | 0 | 37.91 | 37.91 | 0 | 110.78 | [8 empty] | 0
Halifax | GEN3 | Water | Hydro | Operating | 0.4 | 0.4 | 164963.19 | 37.91 | 0 | 37.91 | 37.91 | 0 | 110.78 | [8 empty] | 0
Kishwaukee Plant | 1 | Biomass | Internal Combustion | Operating | 1 | 1 | 164964.19 | 37.97 | 19.43 | 18.54 | 18.54 | 0 | 12.39 |  | 11620 | [6 empty] | 1
Kishwaukee Plant | 2 | Biomass | Internal Combustion | Operating | 1 | 1 | 164965.19 | 37.97 | 19.43 | 18.54 | 18.54 | 0 | 12.39 |  | 11620 | [6 empty] | 1
Kishwaukee Plant | 3 | Biomass | Internal Combustion | Operating | 1 | 1 | 164966.19 | 37.97 | 19.43 | 18.54 | 18.54 | 0 | 12.39 |  | 11620 | [6 empty] | 1
Heat Plant 770 ST | HP | Natural Gas | Steam Turbine | Operating | 1.2 | 1.2 | 164967.39 | 37.99 | 35.06 | 2.93 | 2.93 | 0 | 11.17 |  | 11655 |  |  |  | 0.153 | 0.029 | 120.44 | 1
Heat Plant 770 ST | LP | Natural Gas | Steam Turbine | Operating | 0.8 | 0.8 | 164968.19 | 37.99 | 35.06 | 2.93 | 2.93 | 0 | 11.17 |  | 11655 |  |  |  | 0.153 | 0.029 | 120.44 | 1
Madison Generating Station | CT6 | Natural Gas | Combustion Turbine | Operating | 72 | 72 | 165040.19 | 38.22 | 34.88 | 3.34 | 3.34 | 0 | 5.62 | 44.81 | 13293 | 816514 | 61422 | 7.95 | 0.0352 | 0.0006 | 118.8624 | 0
Madison Generating Station | CT8 | Natural Gas | Combustion Turbine | Operating | 72 | 72 | 165112.19 | 38.22 | 34.88 | 3.34 | 3.34 | 0 | 5.62 | 46.78 | 13292 | 628643 | 47294 | 6.12 | 0.0346 | 0.0006 | 118.8645 | 0
Madison Generating Station | CT7 | Natural Gas | Combustion Turbine | Operating | 72 | 72 | 165184.19 | 38.41 | 35.07 | 3.34 | 3.34 | 0 | 5.62 | 44.97 | 13365 | 824913 | 61720 | 7.98 | 0.0298 | 0.0006 | 118.8592 | 0
Crete Energy Park | GT2 | Natural Gas | Combustion Turbine | Operating | 75 | 75 | 165259.19 | 38.48 | 33.3 | 5.18 | 5.18 | 0 | 3.23 | 47.51 | 12413 | 332873 | 26816 | 3.5 | 0.0249 | 0.0006 | 118.8523 | 0
Madison Generating Station | CT4 | Natural Gas | Combustion Turbine | Operating | 72 | 72 | 165331.19 | 38.53 | 35.19 | 3.34 | 3.34 | 0 | 5.62 | 46.97 | 13409 | 643144 | 47964 | 6.21 | 0.0329 | 0.0006 | 118.8592 | 0
Central Utility Plant Cincinnati | CTG1 | Natural Gas | Combined Cycle | Operating | 12.5 | 12.5 | 165343.69 | 38.59 | 30.37 | 8.22 | 8.22 | 0 | 26.37 |  | 11619 |  |  |  | 0.02 | 0.001 | 118.4 | 1
Central Utility Plant Cincinnati | CTG2 | Natural Gas | Combined Cycle | Operating | 12.5 | 12.5 | 165356.19 | 38.59 | 30.37 | 8.22 | 8.22 | 0 | 26.37 |  | 11619 |  |  |  | 0.02 | 0.001 | 118.4 | 1
Central Utility Plant Cincinnati | STG | Natural Gas | Combined Cycle | Operating | 21.5 | 21.5 | 165377.69 | 38.59 | 30.37 | 8.22 | 8.22 | 0 | 26.37 |  | 11619 |  |  |  | 0.02 | 0.001 | 118.4 | 1
Painesville | ST2 | Coal | Steam Turbine | Operating | 7 | 7 | 165384.69 | 38.68 | 36.11 | 2.58 | 2.58 | 0 | 27.31 |  | 14667 |  |  |  | 0.199 | 0.48 | 205.84 | 0
Orrville | 7 | Coal | Steam Turbine | Out of Service | 5 | 5 | 165389.69 | 38.69 | 36.12 | 2.58 | 2.58 | 0 | 27.31 |  | 15474 |  |  |  | 0.199 | 0.48 | 205.84 | 0
Orrville | 8 | Coal | Steam Turbine | Out of Service | 7.5 | 7.5 | 165397.19 | 38.69 | 36.12 | 2.58 | 2.58 | 0 | 27.31 |  | 15474 |  |  |  | 0.199 | 0.48 | 205.84 | 0
Madison Generating Station | CT2 | Natural Gas | Combustion Turbine | Operating | 72 | 72 | 165469.19 | 38.73 | 35.39 | 3.34 | 3.34 | 0 | 5.62 | 45.64 | 13486 | 789964 | 58578 | 7.58 | 0.0338 | 0.0006 | 118.8576 | 0
Madison Generating Station | CT3 | Natural Gas | Combustion Turbine | Operating | 72 | 72 | 165541.19 | 38.91 | 35.57 | 3.34 | 3.34 | 0 | 5.62 | 48.6 | 13554 | 566050 | 41764 | 5.4 | 0.037 | 0.0006 | 118.8605 | 0
Louisa Generating | 5 | Natural Gas | Combustion Turbine | Operating | 158 | 158 | 165699.19 | 38.95 | 33.64 | 5.31 | 5.31 | 0 | 4.29 | 43.16 | 10907 | 1758458 | 161217 | 9.81 | 0.0374 | 0.0012 | 120.5516 | 0
C.P. Crane | 1 | Coal | Steam Turbine | Operating | 190 | 190 | 165889.19 | 38.96 | 29.76 | 9.2 | 9.2 | 0 | 24.95 | 71.22 | 12424 | 1825589 | 146939 | 8.8 | 0.3183 | 0.4854 | 209.7609 | 0
Crete Energy Park | GT4 | Natural Gas | Combustion Turbine | Operating | 75 | 75 | 165964.19 | 39.03 | 33.85 | 5.18 | 5.18 | 0 | 3.23 | 48.85 | 12618 | 311254 | 24668 | 3.22 | 0.026 | 0.0006 | 118.8548 | 0
Conesville | 4 | Coal | Steam Turbine | Operating | 780 | 780 | 166744.19 | 39.15 | 33.02 | 6.13 | 6.13 | 0 | 19.16 | 44.93 | 10443 | 26965099 | 2582085 | 37.69 | 0.0822 | 0.1771 | 205.1998 | 0
Madison Generating Station | CT5 | Natural Gas | Combustion Turbine | Operating | 72 | 72 | 166816.19 | 39.16 | 35.82 | 3.34 | 3.34 | 0 | 5.62 | 46.86 | 13652 | 717696 | 52572 | 6.8 | 0.0369 | 0.0006 | 118.8635 | 0
Notch Cliff | GT1 | Natural Gas | Combustion Turbine | Operating | 14 | 14 | 166830.19 | 39.23 | 30.65 | 8.59 | 8.59 | 0 | 4.35 |  | 15661 |  |  |  | 0.059 | 0.002 | 119.31 | 0
Notch Cliff | GT2 | Natural Gas | Combustion Turbine | Operating | 14 | 14 | 166844.19 | 39.23 | 30.65 | 8.59 | 8.59 | 0 | 4.35 |  | 15661 |  |  |  | 0.059 | 0.002 | 119.31 | 0
Notch Cliff | GT3 | Natural Gas | Combustion Turbine | Operating | 14 | 14 | 166858.19 | 39.23 | 30.65 | 8.59 | 8.59 | 0 | 4.35 |  | 15661 |  |  |  | 0.059 | 0.002 | 119.31 | 0
Notch Cliff | GT4 | Natural Gas | Combustion Turbine | Operating | 14 | 14 | 166872.19 | 39.23 | 30.65 | 8.59 | 8.59 | 0 | 4.35 |  | 15661 |  |  |  | 0.059 | 0.002 | 119.31 | 0
Notch Cliff | GT5 | Natural Gas | Combustion Turbine | Operating | 14.6 | 14.6 | 166886.79 | 39.23 | 30.65 | 8.59 | 8.59 | 0 | 4.35 |  | 15661 |  |  |  | 0.059 | 0.002 | 119.31 | 0
Notch Cliff | GT6 | Natural Gas | Combustion Turbine | Operating | 15.6 | 15.6 | 166902.39 | 39.23 | 30.65 | 8.59 | 8.59 | 0 | 4.35 |  | 15661 |  |  |  | 0.059 | 0.002 | 119.31 | 0
Notch Cliff | GT7 | Natural Gas | Combustion Turbine | Operating | 14.5 | 14.5 | 166916.89 | 39.23 | 30.65 | 8.59 | 8.59 | 0 | 4.35 |  | 15661 |  |  |  | 0.059 | 0.002 | 119.31 | 0
Notch Cliff | GT8 | Natural Gas | Combustion Turbine | Operating | 16 | 16 | 166932.89 | 39.23 | 30.65 | 8.59 | 8.59 | 0 | 4.35 |  | 15661 |  |  |  | 0.059 | 0.002 | 119.31 | 0
Crete Energy Park | GT3 | Natural Gas | Combustion Turbine | Operating | 75 | 75 | 167007.89 | 39.33 | 34.15 | 5.18 | 5.18 | 0 | 3.23 | 49.6 | 12729 | 300232 | 23587 | 3.08 | 0.0267 | 0.0006 | 118.8533 | 0
Orrville | 10 | Coal | Steam Turbine | Operating | 23 | 23 | 167030.89 | 39.43 | 36.85 | 2.58 | 2.58 | 0 | 27.31 |  | 15789 |  |  |  | 0.199 | 0.48 | 205.84 | 0
Birchwood Power Facility | 1 | Coal | Steam Turbine | Operating | 239.8 | 239.8 | 167270.69 | 39.57 | 32.29 | 7.29 | 7.29 | 0 | 26.6 | 53.99 | 10920 | 4833392 | 442613 | 20.71 | 0.095 | 0.0893 | 205.84 | 1
Hamilton, OH | 9 | Natural Gas | Steam Turbine | Mothballed | 51 | 51 | 167321.69 | 39.65 | 36.72 | 2.93 | 2.93 | 0 | 11.17 |  | 14050 |  |  |  | 0.153 | 0.029 | 120.44 | 0
Rocky Road | T4 | Natural Gas | Combustion Turbine | Operating | 101.5 | 101.5 | 167423.19 | 39.74 | 33.03 | 6.71 | 6.71 | 0 | 3.25 | 61.06 | 12313 | 190448 | 15468 | 1.44 | 0.0693 | 0.0006 | 119.4308 | 0
Linden GT | 6 | Natural Gas | Combustion Turbine | Operating | 86 | 86 | 167509.19 | 39.89 | 33.72 | 6.17 | 6.17 | 0 | 3.32 | 50.95 | 13218 | 341078 | 25805 | 3.42 | 0.0437 | 0.0006 | 119.3415 | 0
Rocky Road | TG1 | Natural Gas | Combustion Turbine | Operating | 99.9 | 99.9 | 167609.09 | 40.1 | 33.39 | 6.71 | 6.71 | 0 | 3.25 | 52 | 12444 | 339315 | 27266 | 2.85 | 0.0806 | 0.0006 | 119.4301 | 0
Mountain View Landfill | 1 | Biomass | Internal Combustion | Operating | 0.3 | 0.3 | 167609.39 | 40.12 | 19.43 | 20.7 | 20.7 | 0 | 12.94 |  | 10866 | [6 empty] | 0
Mountain View Landfill | 10 | Biomass | Internal Combustion | Operating | 0.3 | 0.3 | 167609.69 | 40.12 | 19.43 | 20.7 | 20.7 | 0 | 12.94 |  | 10866 | [6 empty] | 0
Mountain View Landfill | 11 | Biomass | Internal Combustion | Operating | 0.3 | 0.3 | 167609.99 | 40.12 | 19.43 | 20.7 | 20.7 | 0 | 12.94 |  | 10866 | [6 empty] | 0
Mountain View Landfill | 12 | Biomass | Internal Combustion | Operating | 0.3 | 0.3 | 167610.29 | 40.12 | 19.43 | 20.7 | 20.7 | 0 | 12.94 |  | 10866 | [6 empty] | 0
Mountain View Landfill | 13 | Biomass | Internal Combustion | Operating | 0.3 | 0.3 | 167610.59 | 40.12 | 19.43 | 20.7 | 20.7 | 0 | 12.94 |  | 10866 | [6 empty] | 0
Mountain View Landfill | 14 | Biomass | Internal Combustion | Operating | 0.3 | 0.3 | 167610.89 | 40.12 | 19.43 | 20.7 | 20.7 | 0 | 12.94 |  | 10866 | [6 empty] | 0
Mountain View Landfill | 15 | Biomass | Internal Combustion | Operating | 0.3 | 0.3 | 167611.19 | 40.12 | 19.43 | 20.7 | 20.7 | 0 | 12.94 |  | 10866 | [6 empty] | 0
Mountain View Landfill | 16 | Biomass | Internal Combustion | Operating | 0.3 | 0.3 | 167611.49 | 40.12 | 19.43 | 20.7 | 20.7 | 0 | 12.94 |  | 10866 | [6 empty] | 0
Mountain View Landfill | 17 | Biomass | Internal Combustion | Operating | 0.3 | 0.3 | 167611.79 | 40.12 | 19.43 | 20.7 | 20.7 | 0 | 12.94 |  | 10866 | [6 empty] | 0
Mountain View Landfill | 18 | Biomass | Internal Combustion | Operating | 0.3 | 0.3 | 167612.09 | 40.12 | 19.43 | 20.7 | 20.7 | 0 | 12.94 |  | 10866 | [6 empty] | 0
Mountain View Landfill | 19 | Biomass | Internal Combustion | Operating | 0.3 | 0.3 | 167612.39 | 40.12 | 19.43 | 20.7 | 20.7 | 0 | 12.94 |  | 10866 | [6 empty] | 0
Mountain View Landfill | 2 | Biomass | Internal Combustion | Operating | 0.3 | 0.3 | 167612.69 | 40.12 | 19.43 | 20.7 | 20.7 | 0 | 12.94 |  | 10866 | [6 empty] | 0
Mountain View Landfill | 20 | Biomass | Internal Combustion | Operating | 0.3 | 0.3 | 167612.99 | 40.12 | 19.43 | 20.7 | 20.7 | 0 | 12.94 |  | 10866 | [6 empty] | 0
Mountain View Landfill | 21 | Biomass | Internal Combustion | Operating | 0.3 | 0.3 | 167613.29 | 40.12 | 19.43 | 20.7 | 20.7 | 0 | 12.94 |  | 10866 | [6 empty] | 0
Mountain View Landfill | 22 | Biomass | Internal Combustion | Operating | 0.3 | 0.3 | 167613.59 | 40.12 | 19.43 | 20.7 | 20.7 | 0 | 12.94 |  | 10866 | [6 empty] | 0
Mountain View Landfill | 23 | Biomass | Internal Combustion | Operating | 0.3 | 0.3 | 167613.89 | 40.12 | 19.43 | 20.7 | 20.7 | 0 | 12.94 |  | 10866 | [6 empty] | 0
Mountain View Landfill | 24 | Biomass | Internal Combustion | Operating | 0.3 | 0.3 | 167614.19 | 40.12 | 19.43 | 20.7 | 20.7 | 0 | 12.94 |  | 10866 | [6 empty] | 0
Mountain View Landfill | 25 | Biomass | Internal Combustion | Operating | 0.3 | 0.3 | 167614.49 | 40.12 | 19.43 | 20.7 | 20.7 | 0 | 12.94 |  | 10866 | [6 empty] | 0
Mountain View Landfill | 26 | Biomass | Internal Combustion | Operating | 0.3 | 0.3 | 167614.79 | 40.12 | 19.43 | 20.7 | 20.7 | 0 | 12.94 |  | 10866 | [6 empty] | 0
Mountain View Landfill | 27 | Biomass | Internal Combustion | Operating | 0.3 | 0.3 | 167615.09 | 40.12 | 19.43 | 20.7 | 20.7 | 0 | 12.94 |  | 10866 | [6 empty] | 0
Mountain View Landfill | 28 | Biomass | Internal Combustion | Operating | 0.3 | 0.3 | 167615.39 | 40.12 | 19.43 | 20.7 | 20.7 | 0 | 12.94 |  | 10866 | [6 empty] | 0
Mountain View Landfill | 29 | Biomass | Internal Combustion | Operating | 0.3 | 0.3 | 167615.69 | 40.12 | 19.43 | 20.7 | 20.7 | 0 | 12.94 |  | 10866 | [6 empty] | 0
Mountain View Landfill | 3 | Biomass | Internal Combustion | Operating | 0.3 | 0.3 | 167615.99 | 40.12 | 19.43 | 20.7 | 20.7 | 0 | 12.94 |  | 10866 | [6 empty] | 0
Mountain View Landfill | 30 | Biomass | Internal Combustion | Operating | 0.3 | 0.3 | 167616.29 | 40.12 | 19.43 | 20.7 | 20.7 | 0 | 12.94 |  | 10866 | [6 empty] | 0
Mountain View Landfill | 31 | Biomass | Internal Combustion | Operating | 0.3 | 0.3 | 167616.59 | 40.12 | 19.43 | 20.7 | 20.7 | 0 | 12.94 |  | 10866 | [6 empty] | 0
Mountain View Landfill | 32 | Biomass | Internal Combustion | Operating | 0.3 | 0.3 | 167616.89 | 40.12 | 19.43 | 20.7 | 20.7 | 0 | 12.94 |  | 10866 | [6 empty] | 0
Mountain View Landfill | 33 | Biomass | Internal Combustion | Operating | 0.3 | 0.3 | 167617.19 | 40.12 | 19.43 | 20.7 | 20.7 | 0 | 12.94 |  | 10866 | [6 empty] | 0
Mountain View Landfill | 34 | Biomass | Internal Combustion | Operating | 0.3 | 0.3 | 167617.49 | 40.12 | 19.43 | 20.7 | 20.7 | 0 | 12.94 |  | 10866 | [6 empty] | 0
Mountain View Landfill | 35 | Biomass | Internal Combustion | Operating | 0.3 | 0.3 | 167617.79 | 40.12 | 19.43 | 20.7 | 20.7 | 0 | 12.94 |  | 10866 | [6 empty] | 0
Mountain View Landfill | 36 | Biomass | Internal Combustion | Operating | 0.3 | 0.3 | 167618.09 | 40.12 | 19.43 | 20.7 | 20.7 | 0 | 12.94 |  | 10866 | [6 empty] | 0
Mountain View Landfill | 37 | Biomass | Internal Combustion | Operating | 0.3 | 0.3 | 167618.39 | 40.12 | 19.43 | 20.7 | 20.7 | 0 | 12.94 |  | 10866 | [6 empty] | 0
Mountain View Landfill | 38 | Biomass | Internal Combustion | Operating | 0.3 | 0.3 | 167618.69 | 40.12 | 19.43 | 20.7 | 20.7 | 0 | 12.94 |  | 10866 | [6 empty] | 0
Mountain View Landfill | 39 | Biomass | Internal Combustion | Operating | 0.3 | 0.3 | 167618.99 | 40.12 | 19.43 | 20.7 | 20.7 | 0 | 12.94 |  | 10866 | [6 empty] | 0
Mountain View Landfill | 4 | Biomass | Internal Combustion | Operating | 0.3 | 0.3 | 167619.29 | 40.12 | 19.43 | 20.7 | 20.7 | 0 | 12.94 |  | 10866 | [6 empty] | 0
Mountain View Landfill | 40 | Biomass | Internal Combustion | Operating | 0.3 | 0.3 | 167619.59 | 40.12 | 19.43 | 20.7 | 20.7 | 0 | 12.94 |  | 10866 | [6 empty] | 0
Mountain View Landfill | 41 | Biomass | Internal Combustion | Operating | 0.3 | 0.3 | 167619.89 | 40.12 | 19.43 | 20.7 | 20.7 | 0 | 12.94 |  | 10866 | [6 empty] | 0
Mountain View Landfill | 42 | Biomass | Internal Combustion | Operating | 0.3 | 0.3 | 167620.19 | 40.12 | 19.43 | 20.7 | 20.7 | 0 | 12.94 |  | 10866 | [6 empty] | 0
Mountain View Landfill | 43 | Biomass | Internal Combustion | Operating | 0.3 | 0.3 | 167620.49 | 40.12 | 19.43 | 20.7 | 20.7 | 0 | 12.94 |  | 10866 | [6 empty] | 0
Mountain View Landfill | 44 | Biomass | Internal Combustion | Operating | 0.3 | 0.3 | 167620.79 | 40.12 | 19.43 | 20.7 | 20.7 | 0 | 12.94 |  | 10866 | [6 empty] | 0
Mountain View Landfill | 45 | Biomass | Internal Combustion | Operating | 0.3 | 0.3 | 167621.09 | 40.12 | 19.43 | 20.7 | 20.7 | 0 | 12.94 |  | 10866 | [6 empty] | 0
Mountain View Landfill | 46 | Biomass | Internal Combustion | Operating | 0.3 | 0.3 | 167621.39 | 40.12 | 19.43 | 20.7 | 20.7 | 0 | 12.94 |  | 10866 | [6 empty] | 0
Mountain View Landfill | 47 | Biomass | Internal Combustion | Operating | 0.3 | 0.3 | 167621.69 | 40.12 | 19.43 | 20.7 | 20.7 | 0 | 12.94 |  | 10866 | [6 empty] | 0
Mountain View Landfill | 48 | Biomass | Internal Combustion | Operating | 0.3 | 0.3 | 167621.99 | 40.12 | 19.43 | 20.7 | 20.7 | 0 | 12.94 |  | 10866 | [6 empty] | 0
Mountain View Landfill | 5 | Biomass | Internal Combustion | Operating | 0.3 | 0.3 | 167622.29 | 40.12 | 19.43 | 20.7 | 20.7 | 0 | 12.94 |  | 10866 | [6 empty] | 0
Mountain View Landfill | 6 | Biomass | Internal Combustion | Operating | 0.3 | 0.3 | 167622.59 | 40.12 | 19.43 | 20.7 | 20.7 | 0 | 12.94 |  | 10866 | [6 empty] | 0
Mountain View Landfill | 7 | Biomass | Internal Combustion | Operating | 0.3 | 0.3 | 167622.89 | 40.12 | 19.43 | 20.7 | 20.7 | 0 | 12.94 |  | 10866 | [6 empty] | 0
Mountain View Landfill | 8 | Biomass | Internal Combustion | Operating | 0.3 | 0.3 | 167623.19 | 40.12 | 19.43 | 20.7 | 20.7 | 0 | 12.94 |  | 10866 | [6 empty] | 0
Mountain View Landfill | 9 | Biomass | Internal Combustion | Operating | 0.3 | 0.3 | 167623.49 | 40.12 | 19.43 | 20.7 | 20.7 | 0 | 12.94 |  | 10866 | [6 empty] | 0
Painesville | 5 | Coal | Steam Turbine | Operating | 15.5 | 15.5 | 167638.99 | 40.15 | 37.57 | 2.58 | 2.58 | 0 | 27.31 |  | 15261 |  |  |  | 0.199 | 0.48 | 205.84 | 0
Rocky Road | TG2 | Natural Gas | Combustion Turbine | Operating | 99.5 | 99.5 | 167738.49 | 40.2 | 33.5 | 6.71 | 6.71 | 0 | 3.25 | 55.08 | 12485 | 271169 | 21720 | 2.13 | 0.0911 | 0.0006 | 119.4284 | 0
Warren County Landfill Gas to Energy | 2 | Biomass | Internal Combustion | Operating | 1.9 | 1.9 | 167740.39 | 40.33 | 19.43 | 20.9 | 20.9 | 0 | 11.7 |  | 10300 | [6 empty] | 0
Warren County Landfill Gas to Energy | GEN1 | Biomass | Internal Combustion | Retired | 1.8 | 1.8 | 167742.19 | 40.33 | 19.43 | 20.9 | 20.9 | 0 | 11.7 |  | 10300 | [6 empty] | 0
Crete Energy Park | GT1 | Natural Gas | Combustion Turbine | Operating | 75 | 75 | 167817.19 | 40.35 | 35.17 | 5.18 | 5.18 | 0 | 3.23 | 53.32 | 13107 | 244615 | 18663 | 2.44 | 0.0282 | 0.0006 | 118.8507 | 0
Cove Point LNG Terminal (Gas Plant) | 111JA | Natural Gas | Combustion Turbine | Operating | 8.5 | 8.5 | 167825.69 | 40.43 | 39 | 1.44 | 1.44 | 0 | 4.38 |  | 19928 |  |  |  | 0.059 | 0.002 | 119.31 | 0
Cove Point LNG Terminal (Gas Plant) | 111JB | Natural Gas | Combustion Turbine | Operating | 8.5 | 8.5 | 167834.19 | 40.43 | 39 | 1.44 | 1.44 | 0 | 4.38 |  | 19928 |  |  |  | 0.059 | 0.002 | 119.31 | 0
Cove Point LNG Terminal (Gas Plant) | 111JC | Natural Gas | Combustion Turbine | Operating | 8.5 | 8.5 | 167842.69 | 40.43 | 39 | 1.44 | 1.44 | 0 | 4.38 |  | 19928 |  |  |  | 0.059 | 0.002 | 119.31 | 0
Cove Point LNG Terminal (Gas Plant) | 214JA | Natural Gas | Combustion Turbine | Operating | 21.7 | 21.7 | 167864.39 | 40.43 | 39 | 1.44 | 1.44 | 0 | 4.38 |  | 19928 |  |  |  | 0.059 | 0.002 | 119.31 | 0
Cove Point LNG Terminal (Gas Plant) | 214JB | Natural Gas | Combustion Turbine | Operating | 21.7 | 21.7 | 167886.09 | 40.43 | 39 | 1.44 | 1.44 | 0 | 4.38 |  | 19928 |  |  |  | 0.059 | 0.002 | 119.31 | 0
Cove Point LNG Terminal (Gas Plant) | 311JA | Natural Gas | Combustion Turbine | Operating | 12.9 | 12.9 | 167898.99 | 40.43 | 39 | 1.44 | 1.44 | 0 | 4.38 |  | 19928 |  |  |  | 0.059 | 0.002 | 119.31 | 0
Essex | 9 | Natural Gas | Combustion Turbine | Operating | 81 | 81 | 167979.99 | 40.53 | 33.79 | 6.74 | 6.74 | 0 | 4.38 | 57.7 | 13802 | 285178 | 20662 | 2.9 | 0.0831 | 0.0006 | 119.0625 | 0
B.L. England | 3 | Petroleum Products | Steam Turbine | Operating | 148 | 148 | 168127.99 | 40.63 | 31.43 | 9.2 | 9.2 | 0 | 24.08 | 1750.04 | 10531 | 21958 | 2085 | 0.16 | 0.1721 | 0.6738 | 162.0876 | 0
Linden GT | 8 | Natural Gas | Combustion Turbine | Operating | 80.2 | 80.2 | 168208.19 | 40.63 | 34.46 | 6.17 | 6.17 | 0 | 3.32 | 57.29 | 13508 | 215818 | 15977 | 2.27 | 0.0437 | 0.0006 | 119.7802 | 0
Avon Lake | 9 | Coal | Steam Turbine | Operating | 640 | 640 | 168848.19 | 40.73 | 32.74 | 7.99 | 7.99 | 0 | 25.08 | 57.39 | 11806 | 11374436 | 963422 | 17.14 | 0.3666 | 1.5994 | 205.2001 | 0
Bergen County Correctional Facility | 1 | Natural Gas | Internal Combustion | Operating | 1.3 | 1.3 | 168849.49 | 40.8 | 26.66 | 14.14 | 14.14 | 0 | 9.71 |  | 11075 | [6 empty] | 1
Essex County Correctional Facility | 1 | Natural Gas | Internal Combustion | Operating | 6 | 6 | 168855.49 | 40.8 | 26.66 | 14.14 | 14.14 | 0 | 9.71 |  | 11075 | [6 empty] | 1
Perryman | GT1 | Petroleum Products | Combustion Turbine | Operating | 52 | 52 | 168907.49 | 40.84 | 38.97 | 1.87 | 1.87 | 0 | 3.41 | 43.54 | 10448 | 687970 | 65850 | 14.42 | 0.6804 | 0.006 | 162.2701 | 0
Perryman | GT3 | Petroleum Products | Combustion Turbine | Operating | 51 | 51 | 168958.49 | 40.84 | 38.97 | 1.87 | 1.87 | 0 | 3.41 | 43.54 | 10448 | 674740 | 64584 | 14.42 | 0.8413 | 0.0062 | 162.2626 | 0
Perryman | GT4 | Petroleum Products | Combustion Turbine | Operating | 52 | 52 | 169010.49 | 40.84 | 38.97 | 1.87 | 1.87 | 0 | 3.41 | 43.54 | 10448 | 687970 | 65850 | 14.42 | 0.9015 | 0.0091 | 162.2676 | 0
Perryman | GT5 | Natural Gas | Combustion Turbine | Operating | 147.6 | 147.6 | 169158.09 | 40.84 | 38.97 | 1.87 | 1.87 | 0 | 3.41 | 43.54 | 10448 | 1952777 | 186912 | 14.42 | 0.0575 | 0.0014 | 120.3736 | 0
Perryman | GT6 | Natural Gas | Combustion Turbine | Operating | 109.8 | 109.8 | 169267.89 | 40.84 | 38.97 | 1.87 | 1.87 | 0 | 3.41 | 43.1 | 10448 | 1733156 | 165891 | 14.42 | 0.0093 | 0.0006 | 120.9431 | 0
Broshco Fabricated Products Cogen Plant | 1 | Natural Gas | Combustion Turbine | Operating | 1.2 | 1.2 | 169269.09 | 40.87 | 30.41 | 10.45 | 10.45 | 0 | 12.4 |  | 11323 |  |  |  | 0.059 | 0.002 | 119.31 | 1
Broshco Fabricated Products Cogen Plant | 2 | Natural Gas | Combustion Turbine | Operating | 1.2 | 1.2 | 169270.29 | 40.87 | 30.41 | 10.45 | 10.45 | 0 | 12.4 |  | 11323 |  |  |  | 0.059 | 0.002 | 119.31 | 1
Broshco Fabricated Products Cogen Plant | 3 | Natural Gas | Combustion Turbine | Operating | 1.2 | 1.2 | 169271.49 | 40.87 | 30.41 | 10.45 | 10.45 | 0 | 12.4 |  | 11323 |  |  |  | 0.059 | 0.002 | 119.31 | 1
Broshco Fabricated Products Cogen Plant | 4 | Natural Gas | Combustion Turbine | Operating | 1.1 | 1.1 | 169272.59 | 40.87 | 30.41 | 10.45 | 10.45 | 0 | 12.4 |  | 11323 |  |  |  | 0.059 | 0.002 | 119.31 | 1
Painesville | 7 | Coal | Steam Turbine | Operating | 17.5 | 17.5 | 169290.09 | 40.97 | 38.39 | 2.58 | 2.58 | 0 | 27.31 |  | 15594 |  |  |  | 0.199 | 0.48 | 205.84 | 0
C.P. Crane | 2 | Coal | Steam Turbine | Operating | 195 | 195 | 169485.09 | 41.22 | 32.02 | 9.2 | 9.2 | 0 | 24.95 | 64.4 | 13365 | 2803968 | 209795 | 12.25 | 0.3616 | 0.5995 | 209.7583 | 0
Richland | 1 | Petroleum Products | Combustion Turbine | Operating | 11 | 11 | 169496.09 | 41.37 | 36.74 | 4.63 | 4.63 | 0 | 3.55 | 49.73 | 13657 | 63780 | 4670 | 3.8 | 0.0818 | 0.0006 | 118.8582 | 0
Richland | 2 | Natural Gas | Combustion Turbine | Operating | 11 | 11 | 169507.09 | 41.37 | 36.74 | 4.63 | 4.63 | 0 | 3.55 | 49.73 | 13657 | 63780 | 4670 | 3.8 | 0.0818 | 0.0006 | 118.8582 | 0
Richland | 3 | Natural Gas | Combustion Turbine | Operating | 11 | 11 | 169518.09 | 41.37 | 36.74 | 4.63 | 4.63 | 0 | 3.55 | 49.73 | 13657 | 63780 | 4670 | 3.8 | 0.0818 | 0.0006 | 118.8582 | 0
Richland | 4 | Natural Gas | Combustion Turbine | Operating | 112 | 112 | 169630.09 | 41.37 | 36.74 | 4.63 | 4.63 | 0 | 3.55 | 50.53 | 13657 | 592244 | 43365 | 3.8 | 0.0813 | 0.0006 | 118.8576 | 0
Richland | 5 | Natural Gas | Combustion Turbine | Operating | 112 | 112 | 169742.09 | 41.37 | 36.74 | 4.63 | 4.63 | 0 | 3.55 | 50.53 | 13657 | 592244 | 43365 | 3.8 | 0.082 | 0.0006 | 118.8571 | 0
Richland | 6 | Natural Gas | Combustion Turbine | Operating | 112 | 112 | 169854.09 | 41.37 | 36.74 | 4.63 | 4.63 | 0 | 3.55 | 50.53 | 13657 | 592244 | 43365 | 3.8 | 0.0823 | 0.0006 | 118.8597 | 0
Cadbury Adams | GEN1 | Natural Gas | Combustion Turbine | Operating | 5 | 5 | 169859.09 | 41.41 | 16.07 | 25.34 | 25.34 | 0 | 13.98 |  | 5989 |  |  |  | 0.059 | 0.002 | 119.31 | 1
Louisa Generating | 3 | Natural Gas | Combustion Turbine | Operating | 77.3 | 77.3 | 169936.39 | 41.61 | 36.3 | 5.31 | 5.31 | 0 | 4.29 | 48.21 | 11770 | 591969 | 50297 | 6.22 | 0.0328 | 0.0016 | 122.2202 | 0
Conesville | 5 | Coal | Steam Turbine | Operating | 405 | 405 | 170341.39 | 41.74 | 35.61 | 6.13 | 6.13 | 0 | 19.16 | 51.48 | 11263 | 8968348 | 796273 | 22.38 | 0.4157 | 0.2306 | 205.202 | 0
Hamilton, OH | 5 | Natural Gas | Steam Turbine | Mothballed | 10 | 10 | 170351.39 | 41.8 | 38.86 | 2.93 | 2.93 | 0 | 11.17 |  | 14870 |  |  |  | 0.153 | 0.029 | 120.44 | 0
Robert P Mone | 3 | Natural Gas | Combustion Turbine | Operating | 145 | 145 | 170496.39 | 41.9 | 35.21 | 6.69 | 6.69 | 0 | 3.17 | 56.04 | 10465 | 340341 | 32521 | 2.06 | 0.1402 | 0.0018 | 119.0505 | 0
Linden GT | 7 | Natural Gas | Combustion Turbine | Operating | 84 | 84 | 170580.39 | 41.92 | 35.76 | 6.17 | 6.17 | 0 | 3.32 | 59.52 | 14017 | 222151 | 15849 | 2.15 | 0.0524 | 0.0006 | 119.9899 | 0
Elizabeth River CT | GEN1 | Natural Gas | Combustion Turbine | Operating | 116 | 116 | 170696.39 | 41.97 | 36.31 | 5.66 | 5.66 | 0 | 11.45 | 79.56 | 11947 | 422139 | 35333 | 3.32 | 0.141 | 0.0167 | 123.995 | 0
Big Sandy | 1 | Natural Gas | Steam Turbine | Operating | 250 | 250 | 170946.39 | 42.26 | 33.23 | 9.03 | 8.65 | 0.38 | 33.67 | 58.14 | 10065 | 5336231 | 530196 | 24.14 | 0.164 | 0.0515 | 118.6566 | 0
United Water New Jersey Facility | GEN1 | Natural Gas | Internal Combustion | Operating | 2 | 2 | 170948.39 | 42.36 | 26.26 | 16.09 | 16.09 | 0 | 12.58 |  | 10912 | [6 empty] | 1
United Water New Jersey Facility | GEN2 | Natural Gas | Internal Combustion | Operating | 2 | 2 | 170950.39 | 42.36 | 26.26 | 16.09 | 16.09 | 0 | 12.58 |  | 10912 | [6 empty] | 1
United Water New Jersey Facility | GEN3 | Natural Gas | Internal Combustion | Operating | 2 | 2 | 170952.39 | 42.36 | 26.26 | 16.09 | 16.09 | 0 | 12.58 |  | 10912 | [6 empty] | 1
United Water New Jersey Facility | GEN4 | Natural Gas | Internal Combustion | Operating | 2 | 2 | 170954.39 | 42.36 | 26.26 | 16.09 | 16.09 | 0 | 12.58 |  | 10912 | [6 empty] | 1
Elizabeth River CT | GEN2 | Natural Gas | Combustion Turbine | Operating | 116 | 116 | 171070.39 | 42.49 | 36.82 | 5.66 | 5.66 | 0 | 11.45 | 62.76 | 12117 | 793760 | 65509 | 6.21 | 0.1292 | 0.0075 | 120.5621 | 0
J.K. Smith | GT3 | Natural Gas | Combustion Turbine | Operating | 104 | 104 | 171174.39 | 42.5 | 36.43 | 6.08 | 6.08 | 0 | 3.13 | 69.86 | 13706 | 163159 | 11905 | 0.95 | 0.0716 | 0.0006 | 118.9216 | 0
Louisa Generating | 2 | Natural Gas | Combustion Turbine | Operating | 77 | 77 | 171251.39 | 42.54 | 37.23 | 5.31 | 5.31 | 0 | 4.29 | 48.59 | 12070 | 658584 | 54564 | 6.75 | 0.0333 | 0.0015 | 121.6621 | 0
Louisa Generating | 4 | Natural Gas | Combustion Turbine | Operating | 77.2 | 77.2 | 171328.59 | 42.54 | 37.22 | 5.31 | 5.31 | 0 | 4.29 | 50.66 | 12069 | 492420 | 40801 | 5.05 | 0.0357 | 0.0019 | 122.0469 | 0
Clayville Generating Station (Clayville Unit #1) | 1 | Natural Gas | Combustion Turbine | Operating | 60 | 60 | 171388.59 | 42.63 | 21.11 | 21.52 | 21.52 | 0 | 13.98 |  | 10786 |  |  |  | 0.012 | 0.0006 | 118.8542 | 0
Bayville Central Facility | COG1 | Biomass | Internal Combustion | Operating | 0.3 | 0.3 | 171388.89 | 42.64 | 19.43 | 23.22 | 23.22 | 0 | 10.89 |  | 4295 | [6 empty] | 1
Bayville Central Facility | COG2 | Biomass | Internal Combustion | Operating | 0.3 | 0.3 | 171389.19 | 42.64 | 19.43 | 23.22 | 23.22 | 0 | 10.89 |  | 4295 | [6 empty] | 1
Bayville Central Facility | COG3 | Biomass | Internal Combustion | Operating | 0.3 | 0.3 | 171389.49 | 42.64 | 19.43 | 23.22 | 23.22 | 0 | 10.89 |  | 4295 | [6 empty] | 1
Conesville | 6 | Coal | Steam Turbine | Operating | 405 | 405 | 171794.49 | 42.75 | 36.62 | 6.13 | 6.13 | 0 | 19.16 | 49.47 | 11583 | 13387564 | 1155752 | 32.49 | 0.4518 | 0.2167 | 205.2018 | 0
J.K. Smith | GT1 | Natural Gas | Combustion Turbine | Operating | 104 | 104 | 171898.49 | 42.79 | 36.71 | 6.08 | 6.08 | 0 | 3.13 | 69.21 | 13812 | 170266 | 12328 | 0.99 | 0.0607 | 0.0021 | 120.4188 | 0
J.K. Smith | GT4 | Natural Gas | Combustion Turbine | Operating | 74 | 74 | 171972.49 | 42.84 | 36.77 | 6.08 | 6.08 | 0 | 3.13 | 51.17 | 13833 | 385245 | 27849 | 3.24 | 0.0315 | 0.0007 | 118.9073 | 0
General Mills West Chicago | 1 | Natural Gas | Internal Combustion | Operating | 0.8 | 0.8 | 171973.29 | 42.86 | 28.72 | 14.14 | 14.14 | 0 | 9.71 |  | 10705 | [6 empty] | 1
General Mills West Chicago | 2 | Natural Gas | Internal Combustion | Operating | 0.8 | 0.8 | 171974.09 | 42.86 | 28.72 | 14.14 | 14.14 | 0 | 9.71 |  | 10705 | [6 empty] | 1
General Mills West Chicago | 3 | Natural Gas | Internal Combustion | Operating | 0.8 | 0.8 | 171974.89 | 42.86 | 28.72 | 14.14 | 14.14 | 0 | 9.71 |  | 10705 | [6 empty] | 1
General Mills West Chicago | 4 | Natural Gas | Internal Combustion | Operating | 0.8 | 0.8 | 171975.69 | 42.86 | 28.72 | 14.14 | 14.14 | 0 | 9.71 |  | 10705 | [6 empty] | 1
General Mills West Chicago | 5 | Natural Gas | Internal Combustion | Operating | 0.8 | 0.8 | 171976.49 | 42.86 | 28.72 | 14.14 | 14.14 | 0 | 9.71 |  | 10705 | [6 empty] | 1
General Mills West Chicago | 6 | Natural Gas | Internal Combustion | Operating | 0.8 | 0.8 | 171977.29 | 42.86 | 28.72 | 14.14 | 14.14 | 0 | 9.71 |  | 10705 | [6 empty] | 1
General Mills West Chicago | 7 | Natural Gas | Internal Combustion | Operating | 0.8 | 0.8 | 171978.09 | 42.86 | 28.72 | 14.14 | 14.14 | 0 | 9.71 |  | 10705 | [6 empty] | 1
General Mills West Chicago | 8 | Natural Gas | Internal Combustion | Operating | 0.8 | 0.8 | 171978.89 | 42.86 | 28.72 | 14.14 | 14.14 | 0 | 9.71 |  | 10705 | [6 empty] | 1
J.K. Smith | GT7 | Natural Gas | Combustion Turbine | Operating | 74 | 74 | 172052.89 | 42.86 | 36.78 | 6.08 | 6.08 | 0 | 3.13 | 50.51 | 13840 | 419226 | 30291 | 3.52 | 0.0309 | 0.0006 | 118.8711 | 0
Carll's Corner | CA1 | Natural Gas | Combustion Turbine | Operating | 37.4 | 37.4 | 172090.29 | 42.87 | 32.23 | 10.64 | 10.64 | 0 | 4.5 |  | 16471 |  |  |  | 0.7087 | 0.001 | 119.4595 | 0
J.K. Smith | GT5 | Natural Gas | Combustion Turbine | Operating | 74 | 74 | 172164.29 | 42.89 | 36.82 | 6.08 | 6.08 | 0 | 3.13 | 50.67 | 13852 | 413008 | 29816 | 3.46 | 0.0337 | 0.0007 | 118.926 | 0
Akron Recycle Energy | 1 | Biomass | Steam Turbine | Out of Service | 2 | 2 | 172166.29 | 43.09 | 38.88 | 4.2 | 4.2 | 0 | 74.97 |  | 15741 |  |  |  | 0.185 | 0.121 | 208.19 | 1
Akron Recycle Energy | 2 | Biomass | Steam Turbine | Out of Service | 2 | 2 | 172168.29 | 43.09 | 38.88 | 4.2 | 4.2 | 0 | 74.97 |  | 15741 |  |  |  | 0.185 | 0.121 | 208.19 | 1
Big Island | GEN1 | Biomass | Steam Turbine | Operating | 6.5 | 6.5 | 172174.79 | 43.09 | 38.88 | 4.2 | 4.2 | 0 | 74.97 |  | 5393 |  |  |  | 0.0243 | 0.121 | 208.19 | 1
Cox Waste-to-Energy | 1 | Biomass | Steam Turbine | Operating | 3 | 3 | 172177.79 | 43.09 | 38.88 | 4.2 | 4.2 | 0 | 74.97 |  | 6509 |  |  |  | 0.185 | 0.121 | 208.19 | 1
Cox Waste-to-Energy | 2 | Biomass | Steam Turbine | Operating | 0.3 | 0.3 | 172178.09 | 43.09 | 38.88 | 4.2 | 4.2 | 0 | 74.97 |  | 6509 |  |  |  | 0.185 | 0.121 | 208.19 | 1
Eastern Correctional Institute | 1147 | Biomass | Steam Turbine | Operating | 1.3 | 1.3 | 172179.39 | 43.09 | 38.88 | 4.2 | 4.2 | 0 | 74.97 |  | 18946 |  |  |  | 0.185 | 0.121 | 208.19 | 1
Eastern Correctional Institute | 1148 | Biomass | Steam Turbine | Operating | 1.3 | 1.3 | 172180.69 | 43.09 | 38.88 | 4.2 | 4.2 | 0 | 74.97 |  | 18946 |  |  |  | 0.185 | 0.121 | 208.19 | 1
Hoge Lumber Company | AC3M | Biomass | Steam Turbine | Operating | 1.2 | 1.2 | 172181.89 | 43.09 | 38.88 | 4.2 | 4.2 | 0 | 74.97 |  | 86583 |  |  |  | 0.185 | 0.121 | 208.19 | 1
Hoge Lumber Company | W750 | Biomass | Steam Turbine | Out of Service | 0.3 | 0.3 | 172182.19 | 43.09 | 38.88 | 4.2 | 4.2 | 0 | 74.97 |  | 86583 |  |  |  | 0.185 | 0.121 | 208.19 | 1
Viking Energy of Northumberland | GEN1 | Biomass | Steam Turbine | Mothballed | 16.2 | 16.2 | 172198.39 | 43.09 | 38.88 | 4.2 | 4.2 | 0 | 74.97 |  | 15741 |  |  |  | 0.185 | 0.121 | 208.19 | 1
Dover | 3 | Coal | Steam Turbine | Operating | 8 | 8 | 172206.39 | 43.11 | 40.54 | 2.58 | 2.58 | 0 | 27.31 |  | 17495 |  |  |  | 0.199 | 0.48 | 205.84 | 0
Dover | 4 | Coal | Steam Turbine | Operating | 15.2 | 15.2 | 172221.59 | 43.11 | 40.54 | 2.58 | 2.58 | 0 | 27.31 |  | 17495 |  |  |  | 0.199 | 0.48 | 205.84 | 0
Elizabeth River CT | GEN3 | Natural Gas | Combustion Turbine | Operating | 116 | 116 | 172337.59 | 43.22 | 37.56 | 5.66 | 5.66 | 0 | 11.45 | 70.81 | 12359 | 594942 | 48138 | 4.42 | 0.1336 | 0.0087 | 121.009 | 0
Robert P Mone | 2 | Natural Gas | Combustion Turbine | Operating | 145 | 145 | 172482.59 | 43.25 | 36.55 | 6.69 | 6.69 | 0 | 3.17 | 55.65 | 10866 | 402721 | 37061 | 2.34 | 0.1454 | 0.0026 | 119.7748 | 0
J.K. Smith | GT6 | Natural Gas | Combustion Turbine | Operating | 74 | 74 | 172556.59 | 43.29 | 37.21 | 6.08 | 6.08 | 0 | 3.13 | 50.97 | 14002 | 422770 | 30194 | 3.51 | 0.0324 | 0.0006 | 118.9023 | 0
Orrville | 11 | Coal | Steam Turbine | Operating | 23 | 23 | 172579.59 | 43.29 | 40.72 | 2.58 | 2.58 | 0 | 27.31 |  | 17444 |  |  |  | 0.199 | 0.48 | 205.84 | 0
Edgecombe Genco | GEN1 | Coal | Steam Turbine | Operating | 57.8 | 57.8 | 172637.39 | 43.34 | 40.77 | 2.58 | 2.58 | 0 | 27.31 |  | 14346 |  |  |  | 0.5062 | 0.0373 | 205.2443 | 1
Louisa Generating | 1 | Natural Gas | Combustion Turbine | Operating | 76.5 | 76.5 | 172713.89 | 43.42 | 38.11 | 5.31 | 5.31 | 0 | 4.29 | 49.54 | 12356 | 663155 | 53673 | 6.64 | 0.0269 | 0.0016 | 121.7122 | 0
Portsmouth Genco Cogen LLC | GEN2 | Coal | Steam Turbine | Retired | 57.5 | 57.5 | 172771.39 | 43.43 | 40.85 | 2.58 | 2.58 | 0 | 27.31 |  | 14120 |  |  |  | 0.199 | 0.48 | 205.84 | 1
Robert P Mone | 1 | Natural Gas | Combustion Turbine | Operating | 145 | 145 | 172916.39 | 43.56 | 36.86 | 6.69 | 6.69 | 0 | 3.17 | 56.35 | 10959 | 393921 | 35946 | 2.27 | 0.1722 | 0.0036 | 120.6673 | 0
Bristol Myers Squibb Lawrenceville Cogen (GT) | TG101 | Natural Gas | Combustion Turbine | Operating | 4 | 4 | 172920.39 | 43.59 | 42.08 | 1.51 | 1.51 | 0 | 13.98 |  | 21502 |  |  |  | 0.059 | 0.002 | 119.31 | 1
Dickerson | 3 | Coal | Steam Turbine | Operating | 173 | 173 | 173093.39 | 43.64 | 34.44 | 9.2 | 9.2 | 0 | 25.85 | 65.14 | 12404 | 2580214 | 208014 | 13.69 | 0.2348 | 0.1248 | 205.2049 | 0
J.K. Smith | GT2 | Natural Gas | Combustion Turbine | Operating | 104 | 104 | 173197.39 | 43.65 | 37.57 | 6.08 | 6.08 | 0 | 3.13 | 65.13 | 14136 | 214312 | 15161 | 1.22 | 0.0697 | 0.0006 | 118.8584 | 0
Carll's Corner | CA2 | Natural Gas | Combustion Turbine | Operating | 41.2 | 41.2 | 173238.59 | 43.8 | 33.16 | 10.64 | 10.64 | 0 | 4.5 |  | 16943 |  |  |  | 0.707 | 0.0009 | 119.5272 | 0
Hudson 2 | 2 | Natural Gas | Steam Turbine | Retired | 620 | 620 | 173858.59 | 43.83 | 34.06 | 9.77 | 9.77 | 0 | 11.55 | 68.71 | 14062 | 4046896 | 287786 | 5.28 | 0.0844 | 0.0089 | 115.5184 | 0
Evanston Township High School | GEN1 | Natural Gas | Internal Combustion | Operating | 0.8 | 0.8 | 173859.39 | 43.86 | 29.71 | 14.14 | 14.14 | 0 | 9.71 |  | 11075 | [6 empty] | 0
Evanston Township High School | GEN2 | Natural Gas | Internal Combustion | Operating | 0.8 | 0.8 | 173860.19 | 43.86 | 29.71 | 14.14 | 14.14 | 0 | 9.71 |  | 11075 | [6 empty] | 0
Evanston Township High School | GEN3 | Natural Gas | Internal Combustion | Operating | 0.8 | 0.8 | 173860.99 | 43.86 | 29.71 | 14.14 | 14.14 | 0 | 9.71 |  | 11075 | [6 empty] | 0
Mooseheart Power House | GEN1 | Natural Gas | Internal Combustion | Operating | 0.5 | 0.5 | 173861.49 | 43.86 | 29.71 | 14.14 | 14.14 | 0 | 9.71 |  | 11075 | [6 empty] | 1
Mooseheart Power House | GEN2 | Natural Gas | Internal Combustion | Operating | 0.5 | 0.5 | 173861.99 | 43.86 | 29.71 | 14.14 | 14.14 | 0 | 9.71 |  | 11075 | [6 empty] | 1
Mooseheart Power House | GEN3 | Natural Gas | Internal Combustion | Operating | 0.3 | 0.3 | 173862.29 | 43.86 | 29.71 | 14.14 | 14.14 | 0 | 9.71 |  | 11075 | [6 empty] | 1
Mooseheart Power House | GEN4 | Natural Gas | Internal Combustion | Operating | 0.5 | 0.5 | 173862.79 | 43.86 | 29.71 | 14.14 | 14.14 | 0 | 9.71 |  | 11075 | [6 empty] | 1
MTHS Co-Gen Buildings | STH1 | Natural Gas | Internal Combustion | Operating | 0.6 | 0.6 | 173863.39 | 43.86 | 29.71 | 14.14 | 14.14 | 0 | 9.71 |  | 11075 | [6 empty] | 0
MTHS Co-Gen Buildings | STH2 | Natural Gas | Internal Combustion | Operating | 0.6 | 0.6 | 173863.99 | 43.86 | 29.71 | 14.14 | 14.14 | 0 | 9.71 |  | 11075 | [6 empty] | 0
Museum of Science and Industry Cogen | COGEN | Natural Gas | Internal Combustion | Operating | 1.7 | 1.7 | 173865.69 | 43.86 | 29.71 | 14.14 | 14.14 | 0 | 9.71 |  | 11075 | [6 empty] | 1
Saint Mary of Nazareth Hospital | GEN1 | Natural Gas | Internal Combustion | Operating | 0.8 | 0.8 | 173866.49 | 43.86 | 29.71 | 14.14 | 14.14 | 0 | 9.71 |  | 11075 | [6 empty] | 1
Saint Mary of Nazareth Hospital | GEN3 | Natural Gas | Internal Combustion | Operating | 0.8 | 0.8 | 173867.29 | 43.86 | 29.71 | 14.14 | 14.14 | 0 | 9.71 |  | 11075 | [6 empty] | 1
St. Francis Hospital | GEN1 | Natural Gas | Internal Combustion | Operating | 0.8 | 0.8 | 173868.09 | 43.86 | 29.71 | 14.14 | 14.14 | 0 | 9.71 |  | 11075 | [6 empty] | 0
St. Francis Hospital | GEN2 | Natural Gas | Internal Combustion | Operating | 0.8 | 0.8 | 173868.89 | 43.86 | 29.71 | 14.14 | 14.14 | 0 | 9.71 |  | 11075 | [6 empty] | 0
Tinley Park | GEN1 | Natural Gas | Internal Combustion | Operating | 0.7 | 0.7 | 173869.59 | 43.86 | 29.71 | 14.14 | 14.14 | 0 | 9.71 |  | 11075 | [6 empty] | 1
Tinley Park | GEN2 | Natural Gas | Internal Combustion | Operating | 0.7 | 0.7 | 173870.29 | 43.86 | 29.71 | 14.14 | 14.14 | 0 | 9.71 |  | 11075 | [6 empty] | 1
Clinton, MI | 6 | Natural Gas | Internal Combustion | Operating | 2 | 2 | 173872.29 | 43.89 | 29.75 | 14.14 | 14.14 | 0 | 9.71 |  | 11075 | [6 empty] | 0
Edgecombe Genco | GEN2 | Coal | Steam Turbine | Operating | 57.8 | 57.8 | 173930.09 | 43.91 | 41.33 | 2.58 | 2.58 | 0 | 27.31 |  | 14545 |  |  |  | 0.5052 | 0.0425 | 205.2397 | 1
Thornwood High School | 1 | Natural Gas | Internal Combustion | Operating | 0.7 | 0.7 | 173930.79 | 44.14 | 22.55 | 21.59 | 21.59 | 0 | 4.47 |  | 8405 | [6 empty] | 0
Thornwood High School | 2 | Natural Gas | Internal Combustion | Operating | 0.7 | 0.7 | 173931.49 | 44.14 | 22.55 | 21.59 | 21.59 | 0 | 4.47 |  | 8405 | [6 empty] | 0
Gravel Neck | 1 | Petroleum Products | Combustion Turbine | Operating | 12 | 12 | 173943.49 | 44.22 | 42.98 | 1.24 | 1.24 | 0 | 2.3 | 49.92 | 12723 | 61645 | 4845 | 3.68 | 0.1712 | 0.0145 | 121.0379 | 0
Gravel Neck | 2 | Petroleum Products | Combustion Turbine | Operating | 16 | 16 | 173959.49 | 44.22 | 42.98 | 1.24 | 1.24 | 0 | 2.3 | 49.18 | 12723 | 94523 | 7429 | 3.68 | 0.1712 | 0.0145 | 121.0379 | 0
Gravel Neck | 3 | Natural Gas | Combustion Turbine | Operating | 85 | 85 | 174044.49 | 44.22 | 42.98 | 1.24 | 1.24 | 0 | 2.3 | 50.4 | 12723 | 402750 | 31654 | 3.68 | 0.1664 | 0.0091 | 119.8564 | 0
Gravel Neck | 4 | Natural Gas | Combustion Turbine | Operating | 85 | 85 | 174129.49 | 44.22 | 42.98 | 1.24 | 1.24 | 0 | 2.3 | 50.46 | 12723 | 398641 | 31331 | 3.68 | 0.1695 | 0.0124 | 120.5731 | 0
Gravel Neck | 5 | Natural Gas | Combustion Turbine | Operating | 85 | 85 | 174214.49 | 44.22 | 42.98 | 1.24 | 1.24 | 0 | 2.3 | 50.4 | 12723 | 402750 | 31654 | 3.68 | 0.1725 | 0.0163 | 121.4358 | 0
Gravel Neck | 6 | Natural Gas | Combustion Turbine | Operating | 85 | 85 | 174299.49 | 44.22 | 42.98 | 1.24 | 1.24 | 0 | 2.3 | 50.46 | 12723 | 398641 | 31331 | 3.68 | 0.1818 | 0.026 | 123.5423 | 0
Dickerson | ST1 | Coal | Steam Turbine | Operating | 173 | 173 | 174472.49 | 44.27 | 35.07 | 9.2 | 9.2 | 0 | 25.85 | 72.31 | 12630 | 2014069 | 159463 | 10.49 | 0.2429 | 0.13 | 205.2009 | 0
Bremo Bluff | 4 | Natural Gas | Steam Turbine | Operating | 156 | 156 | 174628.49 | 44.35 | 31.79 | 12.56 | 12.56 | 0 | 677.06 | 357.75 | 10523 | 3546434 | 337018 | 23.83 | 0.1311 | 0.0006 | 118.857 | 0
Herbert A Wagner | 2 | Coal | Steam Turbine | Operating | 118 | 118 | 174746.49 | 44.64 | 35.44 | 9.2 | 9.2 | 0 | 27.11 | 162.25 | 14344 | 390216 | 27205 | 2.62 | 0.2683 | 0.8489 | 205.1963 | 0
Portsmouth Genco Cogen LLC | GEN1 | Coal | Steam Turbine | Retired | 57.5 | 57.5 | 174803.99 | 44.72 | 42.14 | 2.58 | 2.58 | 0 | 27.31 |  | 14565 |  |  |  | 0.199 | 0.48 | 205.84 | 1
Perryman | GT2 | Petroleum Products | Combustion Turbine | Retired | 51 | 51 | 174854.99 | 44.93 | 43.06 | 1.87 | 1.87 | 0 | 3.41 | 92 | 11543 | 42697 | 3699 | 5.04 | 0.0489 | 0.0011 | 121.4577 | 0
PG Cnty Brown Station Road II | 1 | Biomass | Internal Combustion | Operating | 0.8 | 0.8 | 174855.79 | 44.94 | 19.43 | 25.51 | 25.51 | 0 | 11 |  | 100000 | [6 empty] | 0
PG Cnty Brown Station Road II | 2 | Biomass | Internal Combustion | Operating | 0.8 | 0.8 | 174856.59 | 44.94 | 19.43 | 25.51 | 25.51 | 0 | 11 |  | 100000 | [6 empty] | 0
PG Cnty Brown Station Road II | 3 | Biomass | Internal Combustion | Operating | 0.8 | 0.8 | 174857.39 | 44.94 | 19.43 | 25.51 | 25.51 | 0 | 11 |  | 100000 | [6 empty] | 0
PG Cnty Brown Station Road II | 4 | Biomass | Internal Combustion | Operating | 0.8 | 0.8 | 174858.19 | 44.94 | 19.43 | 25.51 | 25.51 | 0 | 11 |  | 100000 | [6 empty] | 0
Dickerson | 2 | Coal | Steam Turbine | Operating | 173 | 173 | 175031.19 | 44.97 | 35.77 | 9.2 | 9.2 | 0 | 25.85 | 69.48 | 12884 | 2351209 | 182484 | 12.01 | 0.2374 | 0.1382 | 205.1986 | 0
Indian River | 4 | Coal | Steam Turbine | Operating | 410 | 410 | 175441.19 | 44.98 | 35.78 | 9.2 | 9.2 | 0 | 26.45 | 67.71 | 12457 | 5943138 | 477104 | 13.25 | 0.0796 | 0.1798 | 205.1998 | 0
B.L. England | 2 | Coal | Steam Turbine | Operating | 150 | 150 | 175591.19 | 45.28 | 36.08 | 9.2 | 9.2 | 0 | 24.08 | 86.43 | 12088 | 1061075 | 87776 | 6.66 | 0.4023 | 0.2288 | 205.2503 | 0
Chesterfield | 3 | Coal | Steam Turbine | Operating | 97.5 | 97.5 | 175688.69 | 45.52 | 41.79 | 3.73 | 3.73 | 0 | 34.94 | 109.69 | 13170 | 699328 | 53102 | 5.96 | 0.365 | 0.0552 | 205.1965 | 0
Elkton IC Cogen | GEN3 | Natural Gas | Internal Combustion | Operating | 1 | 1 | 175689.69 | 45.68 | 31.53 | 14.14 | 14.14 | 0 | 9.71 |  | 11075 | [6 empty] | 1
Elkton IC Cogen | GEN4 | Natural Gas | Internal Combustion | Operating | 0.3 | 0.3 | 175689.99 | 45.68 | 31.53 | 14.14 | 14.14 | 0 | 9.71 |  | 11075 | [6 empty] | 1
Herbert A Wagner | 1 | Natural Gas | Steam Turbine | Operating | 126 | 126 | 175815.99 | 45.71 | 36.51 | 9.2 | 9.2 | 0 | 27.11 | 94.9 | 14777 | 1026445 | 69463 | 6.28 | 0.1685 | 0.0524 | 122.5816 | 0
Beecher | B1 | Biomass | Internal Combustion | Operating | 1.1 | 1.1 | 175817.09 | 46.2 | 19.43 | 26.78 | 26.78 | 0 | 11.68 |  | 10442 | [6 empty] | 0
Beecher | B2 | Biomass | Internal Combustion | Operating | 1.1 | 1.1 | 175818.19 | 46.2 | 19.43 | 26.78 | 26.78 | 0 | 11.68 |  | 10442 | [6 empty] | 0
Beecher | B3 | Biomass | Internal Combustion | Operating | 1.1 | 1.1 | 175819.29 | 46.2 | 19.43 | 26.78 | 26.78 | 0 | 11.68 |  | 10442 | [6 empty] | 0
Doswell Peaking Unit | GEN7 | Natural Gas | Combustion Turbine | Operating | 149 | 149 | 175968.29 | 46.91 | 45.03 | 1.89 | 1.89 | 0 | 3.39 | 49.12 | 10986 | 2513175 | 228754 | 13.93 | 0.0333 | 0.0008 | 119.3718 | 0
Rariton OMP | CHP1 | Natural Gas | Internal Combustion | Out of Service | 3 | 3 | 175971.29 | 47.42 | 21.65 | 25.77 | 25.77 | 0 | 12.16 |  | 9579 | [6 empty] | 0
Spruance Genco | GEN3 | Coal | Steam Turbine | Operating | 42.5 | 42.5 | 176013.79 | 47.44 | 38.24 | 9.2 | 9.2 | 0 | 25.4 | 80.49 | 14284 | 466522 | 32661 | 8.75 | 0.2903 | 0.0616 | 205.2153 | 1
Calumet Energy Team | CT12 | Natural Gas | Combustion Turbine | Operating | 164 | 164 | 176177.79 | 47.81 | 28.07 | 19.74 | 19.74 | 0 | 3.24 | 104.05 | 10461 | 98769 | 9442 | 0.65 | 0.084 | 0.0006 | 116.177 | 0
Calumet Energy Team | CT11 | Natural Gas | Combustion Turbine | Operating | 157.2 | 157.2 | 176334.99 | 47.98 | 28.24 | 19.74 | 19.74 | 0 | 3.24 | 95.45 | 10525 | 112850 | 10722 | 0.74 | 0.0718 | 0.0006 | 116.1805 | 0
Lee County Generating Station | CT1 | Natural Gas | Combustion Turbine | Operating | 71 | 71 | 176405.99 | 48.44 | 32.88 | 15.56 | 15.56 | 0 | 3.15 | 72.59 | 12255 | 113478 | 9260 | 1.18 | 0.0279 | 0.0006 | 118.8466 | 0
Darby | GT5 | Natural Gas | Combustion Turbine | Operating | 72.5 | 72.5 | 176478.49 | 48.49 | 39.13 | 9.36 | 9.36 | 0 | 3.19 | 73.07 | 12127 | 113920 | 9394 | 1.27 | 0.2258 | 0.005 | 121.8275 | 0
Darby | GT4 | Natural Gas | Combustion Turbine | Operating | 72.5 | 72.5 | 176550.99 | 48.75 | 39.39 | 9.36 | 9.36 | 0 | 3.19 | 68.76 | 12208 | 140875 | 11540 | 1.55 | 0.2103 | 0.004 | 121.0805 | 0
Lee County Generating Station | CT3 | Natural Gas | Combustion Turbine | Operating | 71 | 71 | 176621.99 | 48.81 | 33.25 | 15.56 | 15.56 | 0 | 3.15 | 83.11 | 12395 | 80829 | 6521 | 0.83 | 0.032 | 0.0006 | 118.8594 | 0
Lincoln Energy Center | CTG2 | Natural Gas | Combustion Turbine | Operating | 77.8 | 77.8 | 176699.79 | 48.96 | 34.77 | 14.19 | 14.19 | 0 | 3.15 | 70.36 | 12961 | 148559 | 11462 | 1.4 | 0.0282 | 0.0006 | 118.853 | 0
Darby | GT6 | Natural Gas | Combustion Turbine | Operating | 72.5 | 72.5 | 176772.29 | 49 | 39.64 | 9.36 | 9.36 | 0 | 3.19 | 73.83 | 12285 | 114254 | 9301 | 1.25 | 0.2211 | 0.0048 | 121.7441 | 0
Lee County Generating Station | CT7 | Natural Gas | Combustion Turbine | Operating | 71 | 71 | 176843.29 | 49 | 33.44 | 15.56 | 15.56 | 0 | 3.15 | 89.55 | 12463 | 68736 | 5515 | 0.7 | 0.0303 | 0.0006 | 118.8586 | 0
Painesville | 3 | Coal | Steam Turbine | Operating | 7 | 7 | 176850.29 | 49.02 | 46.45 | 2.58 | 2.58 | 0 | 27.31 |  | 18867 |  |  |  | 0.199 | 0.48 | 205.84 | 0
Lee County Generating Station | CT4 | Natural Gas | Combustion Turbine | Operating | 71 | 71 | 176921.29 | 49.06 | 33.5 | 15.56 | 15.56 | 0 | 3.15 | 84.19 | 12485 | 79483 | 6366 | 0.81 | 0.0346 | 0.0006 | 118.8487 | 0
Darby | GT2 | Natural Gas | Combustion Turbine | Operating | 72.5 | 72.5 | 176993.79 | 49.1 | 39.74 | 9.36 | 9.36 | 0 | 3.19 | 66.68 | 12316 | 161782 | 13136 | 1.77 | 0.2104 | 0.0037 | 120.6685 | 0
Darby | GT3 | Natural Gas | Combustion Turbine | Operating | 72.5 | 72.5 | 177066.29 | 49.15 | 39.79 | 9.36 | 9.36 | 0 | 3.19 | 68.3 | 12332 | 148709 | 12059 | 1.62 | 0.1961 | 0.004 | 120.989 | 0
Darby | GT1 | Natural Gas | Combustion Turbine | Operating | 72.5 | 72.5 | 177138.79 | 49.21 | 39.86 | 9.36 | 9.36 | 0 | 3.19 | 67.44 | 12352 | 156512 | 12671 | 1.71 | 0.2095 | 0.0038 | 120.7835 | 0
Lee County Generating Station | CT6 | Natural Gas | Combustion Turbine | Operating | 71 | 71 | 177209.79 | 49.23 | 33.68 | 15.56 | 15.56 | 0 | 3.15 | 84.14 | 12552 | 80415 | 6407 | 0.81 | 0.0346 | 0.0006 | 118.8666 | 0
Lee County Generating Station | CT5 | Natural Gas | Combustion Turbine | Operating | 71 | 71 | 177280.79 | 49.3 | 33.74 | 15.56 | 15.56 | 0 | 3.15 | 87.3 | 12576 | 74022 | 5886 | 0.75 | 0.0272 | 0.0006 | 118.8574 | 0
Lee County Generating Station | CT2 | Natural Gas | Combustion Turbine | Operating | 71 | 71 | 177351.79 | 49.32 | 33.76 | 15.56 | 15.56 | 0 | 3.15 | 77.51 | 12584 | 99823 | 7933 | 1.01 | 0.0289 | 0.0006 | 118.8599 | 0
Lincoln Energy Center | CTG1 | Natural Gas | Combustion Turbine | Operating | 77.5 | 77.5 | 177429.29 | 49.47 | 35.28 | 14.19 | 14.19 | 0 | 3.15 | 65.39 | 13150 | 201767 | 15343 | 1.87 | 0.032 | 0.0006 | 118.8623 | 0
Great Falls Hydroelectric Project | GEN1 | Water | Hydro | Operating | 3.6 | 3.6 | 177432.89 | 49.54 | 0 | 49.54 | 49.54 | 0 | 17.3 | [8 empty] | 0
Great Falls Hydroelectric Project | GEN2 | Water | Hydro | Operating | 3.6 | 3.6 | 177436.49 | 49.54 | 0 | 49.54 | 49.54 | 0 | 17.3 | [8 empty] | 0
Great Falls Hydroelectric Project | GEN3 | Water | Hydro | Operating | 3.6 | 3.6 | 177440.09 | 49.54 | 0 | 49.54 | 49.54 | 0 | 17.3 | [8 empty] | 0
Lincoln Energy Center | CTG4 | Natural Gas | Combustion Turbine | Operating | 78 | 78 | 177518.09 | 49.54 | 35.36 | 14.19 | 14.19 | 0 | 3.15 | 78.8 | 13178 | 110723 | 8402 | 1.02 | 0.0309 | 0.0006 | 118.8553 | 0
O'Shaughnessy Hydro | 1 | Water | Hydro | Operating | 1.3 | 1.3 | 177519.39 | 49.54 | 0 | 49.54 | 49.54 | 0 | 26.76 | [8 empty] | 0
O'Shaughnessy Hydro | 2 | Water | Hydro | Operating | 3.9 | 3.9 | 177523.29 | 49.54 | 0 | 49.54 | 49.54 | 0 | 26.76 | [8 empty] | 0
Lee County Generating Station | CT8 | Natural Gas | Combustion Turbine | Operating | 71 | 71 | 177594.29 | 49.63 | 34.07 | 15.56 | 15.56 | 0 | 3.15 | 81.23 | 12700 | 89885 | 7078 | 0.9 | 0.035 | 0.0006 | 118.8449 | 0
Lincoln Energy Center | CTG8 | Natural Gas | Combustion Turbine | Operating | 78.6 | 78.6 | 177672.89 | 49.67 | 35.48 | 14.19 | 14.19 | 0 | 3.15 | 106.01 | 13225 | 58158 | 4398 | 0.53 | 0.0321 | 0.0006 | 118.8694 | 0
Lincoln Energy Center | CTG3 | Natural Gas | Combustion Turbine | Operating | 78 | 78 | 177750.89 | 49.77 | 35.59 | 14.19 | 14.19 | 0 | 3.15 | 76.56 | 13264 | 121723 | 9177 | 1.1 | 0.0339 | 0.0006 | 118.8674 | 0
Bremo Bluff | 3 | Natural Gas | Steam Turbine | Operating | 71 | 71 | 177821.89 | 49.81 | 37.25 | 12.56 | 12.56 | 0 | 677.06 | 800.43 | 12330 | 789641 | 64042 | 9.85 | 0.1334 | 0.0006 | 118.8579 | 0
Herbert A Wagner | 4 | Petroleum Products | Steam Turbine | Operating | 397 | 397 | 178218.89 | 50.2 | 41 | 9.2 | 9.2 | 0 | 27.11 | 729.08 | 16594 | 263114 | 15856 | 0.45 | 0.2504 | 0.6424 | 159.9527 | 0
Southeast Chicago Energy | GT12 | Natural Gas | Combustion Turbine | Operating | 37 | 37 | 178255.89 | 50.38 | 40.2 | 10.18 | 10.18 | 0 | 3.24 | 77.2 | 14983 | 67034 | 4474 | 1.27 | 0.1743 | 0.0006 | 117.9632 | 0
Lincoln Energy Center | CTG5 | Natural Gas | Combustion Turbine | Operating | 77.5 | 77.5 | 178333.39 | 50.4 | 36.22 | 14.19 | 14.19 | 0 | 3.15 | 99.52 | 13498 | 67135 | 4974 | 0.61 | 0.0329 | 0.0006 | 118.8534 | 0
Southeast Chicago Energy | GT08 | Natural Gas | Combustion Turbine | Operating | 37 | 37 | 178370.39 | 50.45 | 40.27 | 10.18 | 10.18 | 0 | 3.24 | 73 | 15011 | 79903 | 5323 | 1.52 | 0.1878 | 0.0006 | 118.0116 | 0
Southeast Chicago Energy | GT10 | Natural Gas | Combustion Turbine | Operating | 37 | 37 | 178407.39 | 50.45 | 40.27 | 10.18 | 10.18 | 0 | 3.24 | 75.98 | 15011 | 70574 | 4701 | 1.34 | 0.1936 | 0.0006 | 117.9747 | 0
Southeast Chicago Energy | GT06 | Natural Gas | Combustion Turbine | Operating | 37 | 37 | 178444.39 | 50.46 | 40.28 | 10.18 | 10.18 | 0 | 3.24 | 72.28 | 15013 | 82568 | 5500 | 1.57 | 0.1862 | 0.0006 | 117.9539 | 0
Southeast Chicago Energy | GT07 | Natural Gas | Combustion Turbine | Operating | 37 | 37 | 178481.39 | 50.46 | 40.29 | 10.18 | 10.18 | 0 | 3.24 | 73.47 | 15016 | 78310 | 5215 | 1.48 | 0.1945 | 0.0006 | 117.9493 | 0
Southeast Chicago Energy | GT05 | Natural Gas | Combustion Turbine | Operating | 37 | 37 | 178518.39 | 50.48 | 40.3 | 10.18 | 10.18 | 0 | 3.24 | 72.19 | 15022 | 83058 | 5529 | 1.57 | 0.1856 | 0.0006 | 117.9826 | 0
Lincoln Energy Center | CTG7 | Natural Gas | Combustion Turbine | Operating | 78.2 | 78.2 | 178596.59 | 50.49 | 36.3 | 14.19 | 14.19 | 0 | 3.15 | 103.64 | 13530 | 62749 | 4638 | 0.57 | 0.0449 | 0.0006 | 118.8629 | 0
Southeast Chicago Energy | GT09 | Natural Gas | Combustion Turbine | Operating | 37 | 37 | 178633.59 | 50.51 | 40.33 | 10.18 | 10.18 | 0 | 3.24 | 75.77 | 15032 | 71396 | 4750 | 1.35 | 0.1915 | 0.0006 | 117.9924 | 0
Southeast Chicago Energy | GT11 | Natural Gas | Combustion Turbine | Operating | 37 | 37 | 178670.59 | 50.55 | 40.37 | 10.18 | 10.18 | 0 | 3.24 | 78.55 | 15048 | 64493 | 4286 | 1.22 | 0.1637 | 0.0006 | 117.9698 | 0
Hamilton, OH | 8 | Natural Gas | Steam Turbine | Mothballed | 25 | 25 | 178695.59 | 50.58 | 47.65 | 2.93 | 2.93 | 0 | 11.17 |  | 18232 |  |  |  | 0.153 | 0.029 | 120.44 | 0
Eastern Landfill | 1 | Biomass | Internal Combustion | Operating | 1 | 1 | 178696.59 | 50.72 | 19.43 | 31.29 | 31.29 | 0 | 11.5 |  | 14524 | [6 empty] | 0
Eastern Landfill | 2 | Biomass | Internal Combustion | Operating | 1 | 1 | 178697.59 | 50.72 | 19.43 | 31.29 | 31.29 | 0 | 11.5 |  | 14524 | [6 empty] | 0
Eastern Landfill | 3 | Biomass | Internal Combustion | Operating | 1 | 1 | 178698.59 | 50.72 | 19.43 | 31.29 | 31.29 | 0 | 11.5 |  | 14524 | [6 empty] | 0
Lincoln Energy Center | CTG6 | Natural Gas | Combustion Turbine | Operating | 77.3 | 77.3 | 178775.89 | 50.96 | 36.77 | 14.19 | 14.19 | 0 | 3.15 | 100.62 | 13706 | 67241 | 4906 | 0.6 | 0.0383 | 0.0006 | 118.8273 | 0
Winnetka | 7 | Natural Gas | Steam Turbine | Operating | 12.5 | 12.5 | 178788.39 | 51.01 | 48.08 | 2.93 | 2.93 | 0 | 11.17 |  | 17921 |  |  |  | 0.153 | 0.029 | 120.44 | 0
Winnetka | 4 | Natural Gas | Steam Turbine | Operating | 9.4 | 9.4 | 178797.79 | 51.37 | 48.43 | 2.93 | 2.93 | 0 | 11.17 |  | 18052 |  |  |  | 0.153 | 0.029 | 120.44 | 0
Paxton Creek Cogeneration | GEN1 | Natural Gas | Internal Combustion | Operating | 6 | 6 | 178803.79 | 51.59 | 14.94 | 36.64 | 36.64 | 0 | 11.89 |  | 8867 | [6 empty] | 1
Paxton Creek Cogeneration | GEN2 | Natural Gas | Internal Combustion | Operating | 6 | 6 | 178809.79 | 51.59 | 14.94 | 36.64 | 36.64 | 0 | 11.89 |  | 8867 | [6 empty] | 1
Shawville | 3 | Natural Gas | Steam Turbine | Operating | 163 | 163 | 178972.79 | 52.77 | 35.94 | 16.83 | 16.83 | 0 | 12.45 | 81.51 | 12306 | 868988 | 70613 | 4.76 | 0.0813 | 0.006 | 118.5566 | 0
Winnetka | 6 | Natural Gas | Steam Turbine | Operating | 6.3 | 6.3 | 178979.09 | 52.81 | 49.87 | 2.93 | 2.93 | 0 | 11.17 |  | 18589 |  |  |  | 0.153 | 0.029 | 120.44 | 0
Roundtop | GEN1 | Natural Gas | Internal Combustion | Operating | 4.2 | 4.2 | 178983.29 | 53.16 | 15.82 | 37.33 | 37.33 | 0 | 35.98 |  | 9389 | [6 empty] | 0
Roundtop | GEN2 | Natural Gas | Internal Combustion | Operating | 4.2 | 4.2 | 178987.49 | 53.16 | 15.82 | 37.33 | 37.33 | 0 | 35.98 |  | 9389 | [6 empty] | 0
Roundtop | GEN3 | Natural Gas | Internal Combustion | Operating | 4.2 | 4.2 | 178991.69 | 53.16 | 15.82 | 37.33 | 37.33 | 0 | 35.98 |  | 9389 | [6 empty] | 0
Roundtop | GEN4 | Natural Gas | Internal Combustion | Operating | 4.2 | 4.2 | 178995.89 | 53.16 | 15.82 | 37.33 | 37.33 | 0 | 35.98 |  | 9389 | [6 empty] | 0
Roundtop | GEN5 | Natural Gas | Internal Combustion | Operating | 4.2 | 4.2 | 179000.09 | 53.16 | 15.82 | 37.33 | 37.33 | 0 | 35.98 |  | 9389 | [6 empty] | 0
Van Sant Station | 1 | Natural Gas | Combustion Turbine | Operating | 39 | 39 | 179039.09 | 53.19 | 22.93 | 30.26 | 30.26 | 0 | 5.04 |  | 11718 |  |  |  | 0.1875 | 0.0054 | 132.8703 | 0
Anderson | ACT3 | Natural Gas | Combustion Turbine | Operating | 36 | 36 | 179075.09 | 53.48 | 32.59 | 20.89 | 20.89 | 0 | 3.53 |  | 12579 |  |  |  | 0.0334 | 0.0006 | 118.8415 | 0
Anderson | ACT2 | Natural Gas | Combustion Turbine | Operating | 17 | 17 | 179092.09 | 53.52 | 32.63 | 20.89 | 20.89 | 0 | 3.53 |  | 12594 |  |  |  | 0.127 | 0.0007 | 118.9188 | 0
Anderson | ACT1 | Natural Gas | Combustion Turbine | Operating | 17 | 17 | 179109.09 | 53.94 | 33.05 | 20.89 | 20.89 | 0 | 3.53 |  | 12757 |  |  |  | 0.1329 | 0.0007 | 118.9274 | 0
Hopewell - Polyester | 1 | Biomass | Steam Turbine | Operating | 51 | 51 | 179160.09 | 54.23 | 53.59 | 0.64 | 0.64 | 0 | 4.41 | 54.97 | 15327 | 4690892 | 306059 | 68.32 | 0.0992 | 0.0064 | 218.6222 | 0
Philadelphia Refinery | GEN1 | Other Fuel | Steam Turbine | Operating | 5.5 | 5.5 | 179165.59 | 54.24 | 0 | 54.24 | 54.24 | 0 | 138.7 |  | 17156 |  |  |  | 0.0415 | 0.011 | 118.16 | 1
Philadelphia Refinery | GEN2 | Other Fuel | Steam Turbine | Operating | 6.7 | 6.7 | 179172.29 | 54.24 | 0 | 54.24 | 54.24 | 0 | 138.7 |  | 17156 |  |  |  | 0.0416 | 0.011 | 118.16 | 1
Philadelphia Refinery | GEN3 | Other Fuel | Steam Turbine | Operating | 7.3 | 7.3 | 179179.59 | 54.24 | 0 | 54.24 | 54.24 | 0 | 138.7 |  | 17156 |  |  |  | 0.0416 | 0.011 | 118.16 | 1
Vermillion Generating | CT1 | Natural Gas | Combustion Turbine | Operating | 13.31 | 13.31 | 179192.9 | 54.27 | 37.18 | 17.09 | 17.09 | 0 | 1.49 | 60.32 | 13156 | 43123 | 3278 | 2.24 | 0.0365 | 0.0006 | 118.8599 | 0
Vermillion Generating | CT8 | Natural Gas | Combustion Turbine | Operating | 13.31 | 13.31 | 179206.22 | 54.32 | 37.23 | 17.09 | 17.09 | 0 | 1.49 | 61.47 | 13174 | 36558 | 2775 | 1.89 | 0.0321 | 0.0006 | 118.8608 | 0
Vermillion Generating | CT2 | Natural Gas | Combustion Turbine | Operating | 13.31 | 13.31 | 179219.53 | 54.43 | 37.34 | 17.09 | 17.09 | 0 | 1.49 | 58.79 | 13214 | 60086 | 4547 | 3.1 | 0.0305 | 0.0006 | 118.8616 | 0
Vermillion Generating | CT3 | Natural Gas | Combustion Turbine | Operating | 13.31 | 13.31 | 179232.84 | 54.44 | 37.35 | 17.09 | 17.09 | 0 | 1.49 | 62.63 | 13217 | 32001 | 2421 | 1.65 | 0.0326 | 0.0006 | 118.8595 | 0
Vermillion Generating | CT4 | Natural Gas | Combustion Turbine | Operating | 13.31 | 13.31 | 179246.15 | 54.55 | 37.45 | 17.09 | 17.09 | 0 | 1.49 | 59.61 | 13254 | 51958 | 3920 | 2.67 | 0.0308 | 0.0006 | 118.8548 | 0
Pine Grove Landfill | 1 | Biomass | Internal Combustion | Operating | 0.3 | 0.3 | 179246.45 | 54.6 | 19.43 | 35.18 | 35.18 | 0 | 12.63 |  | 12260 | [6 empty] | 0
Pine Grove Landfill | 10 | Biomass | Internal Combustion | Operating | 0.3 | 0.3 | 179246.75 | 54.6 | 19.43 | 35.18 | 35.18 | 0 | 12.63 |  | 12260 | [6 empty] | 0
Pine Grove Landfill | 11 | Biomass | Internal Combustion | Operating | 0.3 | 0.3 | 179247.05 | 54.6 | 19.43 | 35.18 | 35.18 | 0 | 12.63 |  | 12260 | [6 empty] | 0
Pine Grove Landfill | 12 | Biomass | Internal Combustion | Operating | 0.3 | 0.3 | 179247.35 | 54.6 | 19.43 | 35.18 | 35.18 | 0 | 12.63 |  | 12260 | [6 empty] | 0
Pine Grove Landfill | 13 | Biomass | Internal Combustion | Operating | 0.3 | 0.3 | 179247.65 | 54.6 | 19.43 | 35.18 | 35.18 | 0 | 12.63 |  | 12260 | [6 empty] | 0
Pine Grove Landfill | 14 | Biomass | Internal Combustion | Operating | 0.3 | 0.3 | 179247.95 | 54.6 | 19.43 | 35.18 | 35.18 | 0 | 12.63 |  | 12260 | [6 empty] | 0
Pine Grove Landfill | 15 | Biomass | Internal Combustion | Operating | 0.3 | 0.3 | 179248.25 | 54.6 | 19.43 | 35.18 | 35.18 | 0 | 12.63 |  | 12260 | [6 empty] | 0
Pine Grove Landfill | 16 | Biomass | Internal Combustion | Operating | 0.3 | 0.3 | 179248.55 | 54.6 | 19.43 | 35.18 | 35.18 | 0 | 12.63 |  | 12260 | [6 empty] | 0
Pine Grove Landfill | 17 | Biomass | Internal Combustion | Operating | 0.3 | 0.3 | 179248.85 | 54.6 | 19.43 | 35.18 | 35.18 | 0 | 12.63 |  | 12260 | [6 empty] | 0
Pine Grove Landfill | 18 | Biomass | Internal Combustion | Operating | 0.3 | 0.3 | 179249.15 | 54.6 | 19.43 | 35.18 | 35.18 | 0 | 12.63 |  | 12260 | [6 empty] | 0
Pine Grove Landfill | 2 | Biomass | Internal Combustion | Operating | 0.3 | 0.3 | 179249.45 | 54.6 | 19.43 | 35.18 | 35.18 | 0 | 12.63 |  | 12260 | [6 empty] | 0
Pine Grove Landfill | 3 | Biomass | Internal Combustion | Operating | 0.3 | 0.3 | 179249.75 | 54.6 | 19.43 | 35.18 | 35.18 | 0 | 12.63 |  | 12260 | [6 empty] | 0
Pine Grove Landfill | 4 | Biomass | Internal Combustion | Operating | 0.3 | 0.3 | 179250.05 | 54.6 | 19.43 | 35.18 | 35.18 | 0 | 12.63 |  | 12260 | [6 empty] | 0
Pine Grove Landfill | 5 | Biomass | Internal Combustion | Operating | 0.3 | 0.3 | 179250.35 | 54.6 | 19.43 | 35.18 | 35.18 | 0 | 12.63 |  | 12260 | [6 empty] | 0
Pine Grove Landfill | 6 | Biomass | Internal Combustion | Operating | 0.3 | 0.3 | 179250.65 | 54.6 | 19.43 | 35.18 | 35.18 | 0 | 12.63 |  | 12260 | [6 empty] | 0
Pine Grove Landfill | 7 | Biomass | Internal Combustion | Operating | 0.3 | 0.3 | 179250.95 | 54.6 | 19.43 | 35.18 | 35.18 | 0 | 12.63 |  | 12260 | [6 empty] | 0
Pine Grove Landfill | 8 | Biomass | Internal Combustion | Operating | 0.3 | 0.3 | 179251.25 | 54.6 | 19.43 | 35.18 | 35.18 | 0 | 12.63 |  | 12260 | [6 empty] | 0
Pine Grove Landfill | 9 | Biomass | Internal Combustion | Operating | 0.3 | 0.3 | 179251.55 | 54.6 | 19.43 | 35.18 | 35.18 | 0 | 12.63 |  | 12260 | [6 empty] | 0
Vermillion Generating | CT7 | Natural Gas | Combustion Turbine | Operating | 13.31 | 13.31 | 179264.87 | 54.61 | 37.52 | 17.09 | 17.09 | 0 | 1.49 | 61.35 | 13278 | 39134 | 2947 | 2.01 | 0.0296 | 0.0006 | 118.849 | 0
Vermillion Generating | CT6 | Natural Gas | Combustion Turbine | Operating | 13.31 | 13.31 | 179278.18 | 54.77 | 37.68 | 17.09 | 17.09 | 0 | 1.49 | 60.5 | 13335 | 46172 | 3463 | 2.36 | 0.0351 | 0.0006 | 118.8586 | 0
Southampton VA | 1 | Biomass | Steam Turbine | Operating | 51 | 51 | 179329.18 | 54.92 | 53.75 | 1.17 | 1.17 | 0 | 2.01 | 55.26 | 12210 | 3615104 | 296083 | 66.09 | 0.1159 | 0.0063 | 218.7529 | 1
Richmond | RCT2 | Natural Gas | Combustion Turbine | Operating | 17 | 17 | 179346.18 | 55.08 | 33.68 | 21.4 | 21.4 | 0 | 3.97 |  | 12998 |  |  |  | 0.1117 | 0.0016 | 120.1718 | 0
Richmond | RCT1 | Natural Gas | Combustion Turbine | Operating | 17 | 17 | 179363.18 | 55.2 | 33.8 | 21.4 | 21.4 | 0 | 3.97 |  | 13045 |  |  |  | 0.114 | 0.0007 | 118.8723 | 0
Shawville | 4 | Natural Gas | Steam Turbine | Operating | 163 | 163 | 179526.18 | 55.25 | 38.42 | 16.83 | 16.83 | 0 | 12.45 | 127.29 | 13155 | 370551 | 28169 | 1.9 | 0.0761 | 0.0062 | 118.5651 | 0
Vermillion Generating | CT5 | Natural Gas | Combustion Turbine | Operating | 13.31 | 13.31 | 179539.49 | 55.54 | 38.45 | 17.09 | 17.09 | 0 | 1.49 | 60.07 | 13605 | 59549 | 4377 | 2.99 | 0.0362 | 0.0006 | 118.8608 | 0
Green Machine Plant | BBX00 | Natural Gas | Other | Operating | 1.6 | 1.6 | 179541.09 | 56.39 | 13.39 | 43 | 43 | 0 | 0 |  | 6842 | [6 empty] | 0
Fauquier Landfill | 1 | Biomass | Internal Combustion | Retired | 1 | 1 | 179542.09 | 56.65 | 19.43 | 37.22 | 37.22 | 0 | 9.84 |  | 25914 | [6 empty] | 0
Fauquier Landfill | 2 | Biomass | Internal Combustion | Retired | 1 | 1 | 179543.09 | 56.65 | 19.43 | 37.22 | 37.22 | 0 | 9.84 |  | 25914 | [6 empty] | 0
Forked River | 1 | Natural Gas | Combustion Turbine | Operating | 34 | 34 | 179577.09 | 56.7 | 33.29 | 23.41 | 23.41 | 0 | 4.07 |  | 17010 |  |  |  | 0.2 | 0.0056 | 122.3255 | 0
Forked River | 2 | Natural Gas | Combustion Turbine | Operating | 31 | 31 | 179608.09 | 56.78 | 33.37 | 23.41 | 23.41 | 0 | 4.07 |  | 17051 |  |  |  | 0.1721 | 0.0032 | 120.2488 | 0
Shawville | 1 | Natural Gas | Steam Turbine | Operating | 118 | 118 | 179726.09 | 57.34 | 40.52 | 16.83 | 16.83 | 0 | 12.45 | 82.6 | 13873 | 807131 | 58179 | 5.34 | 0.0871 | 0.0069 | 118.5592 | 0
Brookside | BRK | Natural Gas | Other | Operating | 3 | 3 | 179729.09 | 57.62 | 14.62 | 43 | 43 | 0 | 0 |  | 7469 | [6 empty] | 0
Red Lion Energy Center | RED1 | Natural Gas | Other | Operating | 5.8 | 5.8 | 179734.89 | 57.68 | 14.68 | 43 | 43 | 0 | 0 |  | 7501 | [6 empty] | 0
Red Lion Energy Center | RED2 | Natural Gas | Other | Operating | 6.4 | 6.4 | 179741.29 | 57.68 | 14.68 | 43 | 43 | 0 | 0 |  | 7501 | [6 empty] | 0
Red Lion Energy Center | RED3 | Natural Gas | Other | Operating | 3.7 | 3.7 | 179744.99 | 57.68 | 14.68 | 43 | 43 | 0 | 0 |  | 7501 | [6 empty] | 0
Red Lion Energy Center | RED4 | Natural Gas | Other | Operating | 3.7 | 3.7 | 179748.69 | 57.68 | 14.68 | 43 | 43 | 0 | 0 |  | 7501 | [6 empty] | 0
Red Lion Energy Center | RED5 | Natural Gas | Other | Operating | 3.7 | 3.7 | 179752.39 | 57.68 | 14.68 | 43 | 43 | 0 | 0 |  | 7501 | [6 empty] | 0
Red Lion Energy Center | RED6 | Natural Gas | Other | Operating | 3.7 | 3.7 | 179756.09 | 57.68 | 14.68 | 43 | 43 | 0 | 0 |  | 7501 | [6 empty] | 0
Martins Creek CT | CTG1 | Natural Gas | Combustion Turbine | Operating | 18 | 18 | 179774.09 | 58.01 | 34.99 | 23.02 | 23.02 | 0 | 5.4 | 118.98 | 15483 | 24692 | 1595 | 0.92 | 0.059 | 0.002 | 119.31 | 0
Martins Creek CT | CTG2 | Natural Gas | Combustion Turbine | Operating | 18 | 18 | 179792.09 | 58.01 | 34.99 | 23.02 | 23.02 | 0 | 5.4 | 118.98 | 15483 | 24692 | 1595 | 0.92 | 0.059 | 0.002 | 119.31 | 0
Martins Creek CT | CTG3 | Natural Gas | Combustion Turbine | Operating | 18 | 18 | 179810.09 | 58.01 | 34.99 | 23.02 | 23.02 | 0 | 5.4 | 118.98 | 15483 | 24692 | 1595 | 0.92 | 0.059 | 0.002 | 119.31 | 0
Martins Creek CT | CTG4 | Natural Gas | Combustion Turbine | Operating | 18 | 18 | 179828.09 | 58.01 | 34.99 | 23.02 | 23.02 | 0 | 5.4 | 118.98 | 15483 | 24692 | 1595 | 0.92 | 0.059 | 0.002 | 119.31 | 0
US GSA Heating and Transmission | TG1 | Natural Gas | Combustion Turbine | Operating | 4.5 | 4.5 | 179832.59 | 58.7 | 57.11 | 1.59 | 1.59 | 0 | 6.55 |  | 29185 |  |  |  | 0.059 | 0.002 | 119.31 | 1
US GSA Heating and Transmission | TG2 | Natural Gas | Combustion Turbine | Operating | 4.5 | 4.5 | 179837.09 | 58.7 | 57.11 | 1.59 | 1.59 | 0 | 6.55 |  | 29185 |  |  |  | 0.059 | 0.002 | 119.31 | 1
Richard Stockton College Fuel Cell Plant | 1 | Natural Gas | Other | Operating | 0.2 | 0.2 | 179837.29 | 58.71 | 15.71 | 43 | 43 | 0 | 0 |  | 8027 | [6 empty] | 0
Bay View Backup Power Facility | G2 | Natural Gas | Internal Combustion | Operating | 2 | 2 | 179839.29 | 59.16 | 28.94 | 30.22 | 30.22 | 0 | 13.05 |  | 10777 | [6 empty] | 1
Bay View Backup Power Facility | G3 | Natural Gas | Internal Combustion | Operating | 2 | 2 | 179841.29 | 59.16 | 28.94 | 30.22 | 30.22 | 0 | 13.05 |  | 10777 | [6 empty] | 1
Bay View Backup Power Facility | G4 | Natural Gas | Internal Combustion | Operating | 2 | 2 | 179843.29 | 59.16 | 28.94 | 30.22 | 30.22 | 0 | 13.05 |  | 10777 | [6 empty] | 1
Bay View Backup Power Facility | G5 | Natural Gas | Internal Combustion | Operating | 2 | 2 | 179845.29 | 59.16 | 28.94 | 30.22 | 30.22 | 0 | 13.05 |  | 10777 | [6 empty] | 1
Bay View Backup Power Facility | G6 | Natural Gas | Internal Combustion | Operating | 2 | 2 | 179847.29 | 59.16 | 28.94 | 30.22 | 30.22 | 0 | 13.05 |  | 10777 | [6 empty] | 1
Mecklenburg Cogeneration Facility | GEN1 | Coal | Steam Turbine | Operating | 69 | 69 | 179916.29 | 59.76 | 36.4 | 23.35 | 23.35 | 0 | 19.62 | 68.47 | 12010 | 1864333 | 155233 | 25.61 | 0.2985 | 0.0967 | 205.2024 | 1
Orchard Park | 10 | Natural Gas | Internal Combustion | Operating | 5.8 | 5.8 | 179922.09 | 59.99 | 15.35 | 44.64 | 44.64 | 0 | 13.15 |  | 9106 | [6 empty] | 0
Orchard Park | 11 | Natural Gas | Internal Combustion | Operating | 5.8 | 5.8 | 179927.89 | 59.99 | 15.35 | 44.64 | 44.64 | 0 | 13.15 |  | 9106 | [6 empty] | 0
Orchard Park | 8 | Natural Gas | Internal Combustion | Operating | 5.8 | 5.8 | 179933.69 | 59.99 | 15.35 | 44.64 | 44.64 | 0 | 13.15 |  | 9106 | [6 empty] | 0
Orchard Park | 9 | Natural Gas | Internal Combustion | Operating | 5.8 | 5.8 | 179939.49 | 59.99 | 15.35 | 44.64 | 44.64 | 0 | 13.15 |  | 9106 | [6 empty] | 0
Hoffer Plastics | GEN1 | Natural Gas | Internal Combustion | Operating | 0.8 | 0.8 | 179940.29 | 60.68 | 30.92 | 29.76 | 29.76 | 0 | 11.37 |  | 11523 | [6 empty] | 0
Hoffer Plastics | GEN2 | Natural Gas | Internal Combustion | Operating | 0.8 | 0.8 | 179941.09 | 60.68 | 30.92 | 29.76 | 29.76 | 0 | 11.37 |  | 11523 | [6 empty] | 0
Hoffer Plastics | GEN3 | Natural Gas | Internal Combustion | Operating | 0.8 | 0.8 | 179941.89 | 60.68 | 30.92 | 29.76 | 29.76 | 0 | 11.37 |  | 11523 | [6 empty] | 0
Hoffer Plastics | GEN4 | Natural Gas | Internal Combustion | Operating | 0.8 | 0.8 | 179942.69 | 60.68 | 30.92 | 29.76 | 29.76 | 0 | 11.37 |  | 11523 | [6 empty] | 0
Hoffer Plastics | GEN5 | Natural Gas | Internal Combustion | Operating | 0.8 | 0.8 | 179943.49 | 60.68 | 30.92 | 29.76 | 29.76 | 0 | 11.37 |  | 11523 | [6 empty] | 0
Hoffer Plastics | GEN6 | Natural Gas | Internal Combustion | Operating | 0.8 | 0.8 | 179944.29 | 60.68 | 30.92 | 29.76 | 29.76 | 0 | 11.37 |  | 11523 | [6 empty] | 0
Hoffer Plastics | GEN7 | Natural Gas | Internal Combustion | Operating | 0.8 | 0.8 | 179945.09 | 60.68 | 30.92 | 29.76 | 29.76 | 0 | 11.37 |  | 11523 | [6 empty] | 0
Hoffer Plastics | GEN8 | Natural Gas | Internal Combustion | Operating | 0.8 | 0.8 | 179945.89 | 60.68 | 30.92 | 29.76 | 29.76 | 0 | 11.37 |  | 11523 | [6 empty] | 0
Hoffer Plastics | GEN9 | Natural Gas | Internal Combustion | Operating | 0.8 | 0.8 | 179946.69 | 60.68 | 30.92 | 29.76 | 29.76 | 0 | 11.37 |  | 11523 | [6 empty] | 0
Vienna | 8 | Petroleum Products | Steam Turbine | Operating | 153 | 153 | 180099.69 | 60.78 | 57.88 | 2.91 | 2.91 | 0 | 17.58 |  | 17693 |  |  |  | 0.2213 | 1.1437 | 162.2695 | 0
Mecklenburg Cogeneration Facility | GEN2 | Coal | Steam Turbine | Operating | 69 | 69 | 180168.69 | 60.92 | 37.57 | 23.35 | 23.35 | 0 | 19.62 | 70.29 | 12395 | 1790881 | 144483 | 23.84 | 0.281 | 0.0975 | 205.1972 | 1
Rosemary | GEN1 | Natural Gas | Combined Cycle | Operating | 75 | 75 | 180243.69 | 60.92 | 31.46 | 29.46 | 29.46 | 0 | 6.19 | 74.01 | 9492 | 474569 | 35481 | 4.59 | 0.1391 | 0.0006 | 118.861 | 1
Rosemary | GEN2 | Natural Gas | Combined Cycle | Operating | 36 | 36 | 180279.69 | 60.92 | 31.46 | 29.46 | 29.46 | 0 | 6.19 | 73.49 | 9492 | 237284 | 17741 | 4.59 | 0.1284 | 0.0007 | 118.0149 | 1
Rosemary | GEN3 | Natural Gas | Combined Cycle | Operating | 54 | 54 | 180333.69 | 60.92 | 31.46 | 29.46 | 29.46 | 0 | 6.19 | 76.28 | 9492 | 0 | 21772 | 4.59 | 0.1354 | 0.0006 | 118.5713 | 1
Naperville Cogeneration Facility | GEN1 | Natural Gas | Combustion Turbine | Operating | 7 | 7 | 180340.69 | 61.8 | 60.02 | 1.77 | 1.77 | 0 | 9.61 |  | 22372 |  |  |  | 0.059 | 0.002 | 119.31 | 1
Clinch River | 1 | Natural Gas | Steam Turbine | Operating | 242 | 242 | 180582.69 | 61.87 | 41.56 | 20.31 | 20.31 | 0 | 23.98 | 121.72 | 11101 | 1076680 | 96987 | 4.56 | 0.1177 | 0.0515 | 118.7409 | 0
Shawville | 2 | Natural Gas | Steam Turbine | Operating | 121 | 121 | 180703.69 | 62.06 | 45.23 | 16.83 | 16.83 | 0 | 12.45 | 121.99 | 15487 | 389309 | 25137 | 2.27 | 0.0864 | 0.0028 | 118.5639 | 0
Fairless Hills Steam Generating Station | A | Biomass | Steam Turbine | Operating | 30 | 30 | 180733.69 | 62.4 | 56.27 | 6.13 | 6.13 | 0 | 17.78 | 74.87 | 14259 | 609981 | 42780 | 16.23 | 0.0687 | 0.0431 | 171.5 | 1
West 41st Street | 1 | Natural Gas | Combustion Turbine | Operating | 16 | 16 | 180749.69 | 62.54 | 33.99 | 28.56 | 28.56 | 0 | 7.01 |  | 12301 |  |  |  | 0.059 | 0.002 | 119.31 | 0
West 41st Street | 2 | Natural Gas | Combustion Turbine | Operating | 16 | 16 | 180765.69 | 62.54 | 33.99 | 28.56 | 28.56 | 0 | 7.01 |  | 12301 |  |  |  | 0.059 | 0.002 | 119.31 | 0
Eastlake Mobile Fuel Cell System | A | Biomass | Other | Operating | 1 | 1 | 180766.69 | 62.83 | 19.83 | 43 | 43 | 0 | 0 |  | 8027 | [6 empty] | 0
Geneva Electric Generation Project | GEN 1 | Natural Gas | Internal Combustion | Operating | 5.4 | 5.4 | 180772.09 | 63.15 | 23.4 | 39.75 | 39.75 | 0 | 13.26 |  | 8720 | [6 empty] | 0
Geneva Electric Generation Project | GEN 2 | Natural Gas | Internal Combustion | Operating | 5.4 | 5.4 | 180777.49 | 63.15 | 23.4 | 39.75 | 39.75 | 0 | 13.26 |  | 8720 | [6 empty] | 0
Geneva Electric Generation Project | GEN 3 | Natural Gas | Internal Combustion | Operating | 5.4 | 5.4 | 180782.89 | 63.15 | 23.4 | 39.75 | 39.75 | 0 | 13.26 |  | 8720 | [6 empty] | 0
Geneva Electric Generation Project | GEN 4 | Natural Gas | Internal Combustion | Operating | 5.4 | 5.4 | 180788.29 | 63.15 | 23.4 | 39.75 | 39.75 | 0 | 13.26 |  | 8720 | [6 empty] | 0
Geneva Electric Generation Project | GEN 5 | Natural Gas | Internal Combustion | Operating | 5.4 | 5.4 | 180793.69 | 63.15 | 23.4 | 39.75 | 39.75 | 0 | 13.26 |  | 8720 | [6 empty] | 0
Yorktown | 3 | Petroleum Products | Steam Turbine | Operating | 790 | 790 | 181583.69 | 64.84 | 50.73 | 14.11 | 14.11 | 0 | 11.11 | 124.04 | 11305 | 1675498 | 148205 | 2.13 | 0.2546 | 0.719 | 161.8718 | 0
Clinch River | 2 | Natural Gas | Steam Turbine | Operating | 242 | 242 | 181825.69 | 65.21 | 44.9 | 20.31 | 20.31 | 0 | 23.98 | 94.23 | 11994 | 2399020 | 200021 | 9.41 | 0.1217 | 0.0515 | 118.7581 | 0
Bayville Central Facility | COG4 | Petroleum Products | Internal Combustion | Operating | 1.5 | 1.5 | 181827.19 | 65.72 | 42.5 | 23.22 | 23.22 | 0 | 10.89 |  | 4295 | [6 empty] | 1
Bayville Central Facility | COG5 | Petroleum Products | Internal Combustion | Operating | 1.5 | 1.5 | 181828.69 | 65.72 | 42.5 | 23.22 | 23.22 | 0 | 10.89 |  | 4295 | [6 empty] | 1
Bayville Central Facility | COG6 | Petroleum Products | Internal Combustion | Operating | 1.5 | 1.5 | 181830.19 | 65.72 | 42.5 | 23.22 | 23.22 | 0 | 10.89 |  | 4295 | [6 empty] | 1
Bayville Central Facility | COG7 | Petroleum Products | Internal Combustion | Operating | 1.5 | 1.5 | 181831.69 | 65.72 | 42.5 | 23.22 | 23.22 | 0 | 10.89 |  | 4295 | [6 empty] | 1
Eddystone 3-4 | 3 | Natural Gas | Steam Turbine | Operating | 380 | 380 | 182211.69 | 65.72 | 45.86 | 19.86 | 19.86 | 0 | 10.84 | 119.44 | 17425 | 1335994 | 76673 | 2.3 | 0.0606 | 0.0056 | 122.3584 | 0
Fairless Hills Steam Generating Station | B | Biomass | Steam Turbine | Operating | 30 | 30 | 182241.69 | 66.38 | 60.25 | 6.13 | 6.13 | 0 | 17.78 | 69.06 | 15267 | 3045197 | 199458 | 75.69 | 0.0632 | 0.0427 | 171.5 | 1
Yorktown | 2 | Coal | Steam Turbine | Operating | 164 | 164 | 182405.69 | 66.85 | 52.74 | 14.11 | 14.11 | 0 | 11.11 | 73.25 | 11753 | 3342929 | 284439 | 19.63 | 0.5091 | 1.7258 | 205.2015 | 0
Spruance Genco | GEN4 | Coal | Steam Turbine | Operating | 42.5 | 42.5 | 182448.19 | 67.25 | 58.05 | 9.2 | 9.2 | 0 | 25.4 | 122.78 | 21680 | 421424 | 19438 | 5.21 | 0.2885 | 0.07 | 205.2131 | 1
Yorktown | 1 | Coal | Steam Turbine | Operating | 159 | 159 | 182607.19 | 67.38 | 53.27 | 14.11 | 14.11 | 0 | 11.11 | 104.25 | 11873 | 568650 | 47896 | 3.37 | 0.4647 | 1.7575 | 205.2043 | 0
Hamilton Peaking | 1 | Natural Gas | Combustion Turbine | Operating | 14.5 | 14.5 | 182621.69 | 67.58 | 33.13 | 34.45 | 34.45 | 0 | 4.58 |  | 12678 |  |  |  | 0.165 | 0.0006 | 118.0442 | 0
AE Hunlock 4 | 4 | Natural Gas | Combustion Turbine | Operating | 45 | 45 | 182666.69 | 69.81 | 31.39 | 38.42 | 38.42 | 0 | 4.16 |  | 16040 |  |  |  | 0.0828 | 0.0007 | 118.8595 | 0
Bowling Green Peaking | 1 | Natural Gas | Combustion Turbine | Operating | 14.5 | 14.5 | 182681.19 | 71.4 | 25.72 | 45.68 | 45.68 | 0 | 4.58 |  | 9577 |  |  |  | 0.1649 | 0.0006 | 117.9426 | 0
Sewaren | 4 | Natural Gas | Steam Turbine | Operating | 123.6 | 123.6 | 182804.79 | 74.72 | 36.33 | 38.39 | 38.39 | 0 | 13.91 | 195.04 | 15093 | 215698 | 14291 | 1.32 | 0.0542 | 0.0006 | 113.6269 | 0
Corn Products (IL) CT | TG03 | Natural Gas | Combustion Turbine | Operating | 4.4 | 4.4 | 182809.19 | 74.9 | 30.22 | 44.69 | 44.69 | 0 | 9.29 |  | 11262 |  |  |  | 0.059 | 0.002 | 119.31 | 1
Corn Products (IL) CT | TG04 | Natural Gas | Combustion Turbine | Operating | 4.4 | 4.4 | 182813.59 | 74.9 | 30.22 | 44.69 | 44.69 | 0 | 9.29 |  | 11262 |  |  |  | 0.059 | 0.002 | 119.31 | 1
Sewaren | 2 | Natural Gas | Steam Turbine | Operating | 118 | 118 | 182931.59 | 75.28 | 36.89 | 38.39 | 38.39 | 0 | 13.91 | 139.13 | 15326 | 394038 | 25710 | 2.48 | 0.7 | 0.0006 | 118.8512 | 0
Evergreen Community Power Plant | ECP | Biomass | Steam Turbine | Operating | 25 | 25 | 182956.59 | 75.37 | 70.26 | 5.11 | 5.11 | 0 | 15.8 | 78.9 | 15211 | 1704255 | 112044 | 51.02 | 0.185 | 0.121 | 208.19 | 1
Georgetown | GT3 | Natural Gas | Combustion Turbine | Operating | 34.5 | 34.5 | 182991.09 | 75.71 | 37.15 | 38.55 | 38.55 | 0 | 3.4 | 80.16 | 12220 | 322606 | 26401 | 8.71 | 0.0212 | 0.0006 | 118.8631 | 0
Chalk Point CT | GT1 | Petroleum Products | Combustion Turbine | Operating | 16 | 16 | 183007.09 | 75.85 | 47.29 | 28.56 | 28.56 | 0 | 3.44 | 154.45 | 15927 | 11159 | 701 | 0.5 | 0.1058 | 0.0263 | 123.2034 | 0
Chalk Point CT | GT2 | Petroleum Products | Combustion Turbine | Operating | 22 | 22 | 183029.09 | 75.85 | 47.29 | 28.56 | 28.56 | 0 | 3.44 | 139.9 | 15927 | 18831 | 1182 | 0.5 | 1.2 | 0.303 | 161.99 | 0
Chalk Point CT | GT3 | Petroleum Products | Combustion Turbine | Operating | 73 | 73 | 183102.09 | 75.85 | 47.29 | 28.56 | 28.56 | 0 | 3.44 | 138.22 | 15927 | 64165 | 4029 | 0.5 | 0.0761 | 0.0438 | 127.4519 | 0
Chalk Point CT | GT4 | Petroleum Products | Combustion Turbine | Operating | 73 | 73 | 183175.09 | 75.85 | 47.29 | 28.56 | 28.56 | 0 | 3.44 | 138.22 | 15927 | 64165 | 4029 | 0.5 | 0.0944 | 0.0557 | 130.0343 | 0
Chalk Point CT | GT5 | Petroleum Products | Combustion Turbine | Operating | 81 | 81 | 183256.09 | 75.85 | 47.29 | 28.56 | 28.56 | 0 | 3.44 | 135.35 | 15927 | 74627 | 4686 | 0.5 | 0.0861 | 0.0096 | 119.9845 | 0
Chalk Point CT | GT6 | Petroleum Products | Combustion Turbine | Operating | 81 | 81 | 183337.09 | 75.85 | 47.29 | 28.56 | 28.56 | 0 | 3.44 | 135.35 | 15927 | 74627 | 4686 | 0.5 | 0.0861 | 0.0186 | 121.9301 | 0
Chalk Point CT | SGT1 | Petroleum Products | Combustion Turbine | Operating | 71 | 71 | 183408.09 | 75.85 | 47.29 | 28.56 | 28.56 | 0 | 3.44 | 137.86 | 15927 | 62771 | 3941 | 0.5 | 0.1265 | 0.0159 | 120.2079 | 0
Sewaren | 1 | Natural Gas | Steam Turbine | Operating | 102.8 | 102.8 | 183510.89 | 75.91 | 37.51 | 38.39 | 38.39 | 0 | 13.91 | 159.56 | 15587 | 266456 | 17095 | 1.89 | 0.7 | 0.0006 | 118.858 | 0
Mickleton | MICK | Natural Gas | Combustion Turbine | Operating | 64.9 | 64.9 | 183575.79 | 76.34 | 34.74 | 41.6 | 41.6 | 0 | 4.76 |  | 17755 |  |  |  | 1.11 | 0.0006 | 118.8645 | 0
Virginia Beach Landfill | 1 | Biomass | Internal Combustion | Operating | 0.3 | 0.3 | 183576.09 | 76.79 | 19.43 | 57.36 | 57.36 | 0 | 12.63 |  | 10702 | [6 empty] | 0
Virginia Beach Landfill | 10 | Biomass | Internal Combustion | Operating | 0.3 | 0.3 | 183576.39 | 76.79 | 19.43 | 57.36 | 57.36 | 0 | 12.63 |  | 10702 | [6 empty] | 0
Virginia Beach Landfill | 11 | Biomass | Internal Combustion | Operating | 0.3 | 0.3 | 183576.69 | 76.79 | 19.43 | 57.36 | 57.36 | 0 | 12.63 |  | 10702 | [6 empty] | 0
Virginia Beach Landfill | 12 | Biomass | Internal Combustion | Operating | 0.3 | 0.3 | 183576.99 | 76.79 | 19.43 | 57.36 | 57.36 | 0 | 12.63 |  | 10702 | [6 empty] | 0
Virginia Beach Landfill | 13 | Biomass | Internal Combustion | Operating | 0.3 | 0.3 | 183577.29 | 76.79 | 19.43 | 57.36 | 57.36 | 0 | 12.63 |  | 10702 | [6 empty] | 0
Virginia Beach Landfill | 14 | Biomass | Internal Combustion | Operating | 0.3 | 0.3 | 183577.59 | 76.79 | 19.43 | 57.36 | 57.36 | 0 | 12.63 |  | 10702 | [6 empty] | 0
Virginia Beach Landfill | 15 | Biomass | Internal Combustion | Operating | 0.3 | 0.3 | 183577.89 | 76.79 | 19.43 | 57.36 | 57.36 | 0 | 12.63 |  | 10702 | [6 empty] | 0
Virginia Beach Landfill | 16 | Biomass | Internal Combustion | Operating | 0.3 | 0.3 | 183578.19 | 76.79 | 19.43 | 57.36 | 57.36 | 0 | 12.63 |  | 10702 | [6 empty] | 0
Virginia Beach Landfill | 17 | Biomass | Internal Combustion | Operating | 0.3 | 0.3 | 183578.49 | 76.79 | 19.43 | 57.36 | 57.36 | 0 | 12.63 |  | 10702 | [6 empty] | 0
Virginia Beach Landfill | 18 | Biomass | Internal Combustion | Operating | 0.3 | 0.3 | 183578.79 | 76.79 | 19.43 | 57.36 | 57.36 | 0 | 12.63 |  | 10702 | [6 empty] | 0
Virginia Beach Landfill | 19 | Biomass | Internal Combustion | Operating | 0.3 | 0.3 | 183579.09 | 76.79 | 19.43 | 57.36 | 57.36 | 0 | 12.63 |  | 10702 | [6 empty] | 0
Virginia Beach Landfill | 2 | Biomass | Internal Combustion | Operating | 0.3 | 0.3 | 183579.39 | 76.79 | 19.43 | 57.36 | 57.36 | 0 | 12.63 |  | 10702 | [6 empty] | 0
Virginia Beach Landfill | 20 | Biomass | Internal Combustion | Operating | 0.3 | 0.3 | 183579.69 | 76.79 | 19.43 | 57.36 | 57.36 | 0 | 12.63 |  | 10702 | [6 empty] | 0
Virginia Beach Landfill | 21 | Biomass | Internal Combustion | Operating | 0.3 | 0.3 | 183579.99 | 76.79 | 19.43 | 57.36 | 57.36 | 0 | 12.63 |  | 10702 | [6 empty] | 0
Virginia Beach Landfill | 22 | Biomass | Internal Combustion | Operating | 0.3 | 0.3 | 183580.29 | 76.79 | 19.43 | 57.36 | 57.36 | 0 | 12.63 |  | 10702 | [6 empty] | 0
Virginia Beach Landfill | 23 | Biomass | Internal Combustion | Operating | 0.3 | 0.3 | 183580.59 | 76.79 | 19.43 | 57.36 | 57.36 | 0 | 12.63 |  | 10702 | [6 empty] | 0
Virginia Beach Landfill | 24 | Biomass | Internal Combustion | Operating | 0.3 | 0.3 | 183580.89 | 76.79 | 19.43 | 57.36 | 57.36 | 0 | 12.63 |  | 10702 | [6 empty] | 0
Virginia Beach Landfill | 25 | Biomass | Internal Combustion | Operating | 0.3 | 0.3 | 183581.19 | 76.79 | 19.43 | 57.36 | 57.36 | 0 | 12.63 |  | 10702 | [6 empty] | 0
Virginia Beach Landfill | 26 | Biomass | Internal Combustion | Operating | 0.3 | 0.3 | 183581.49 | 76.79 | 19.43 | 57.36 | 57.36 | 0 | 12.63 |  | 10702 | [6 empty] | 0
Virginia Beach Landfill | 27 | Biomass | Internal Combustion | Operating | 0.3 | 0.3 | 183581.79 | 76.79 | 19.43 | 57.36 | 57.36 | 0 | 12.63 |  | 10702 | [6 empty] | 0
Virginia Beach Landfill | 28 | Biomass | Internal Combustion | Operating | 0.3 | 0.3 | 183582.09 | 76.79 | 19.43 | 57.36 | 57.36 | 0 | 12.63 |  | 10702 | [6 empty] | 0
Virginia Beach Landfill | 29 | Biomass | Internal Combustion | Operating | 0.3 | 0.3 | 183582.39 | 76.79 | 19.43 | 57.36 | 57.36 | 0 | 12.63 |  | 10702 | [6 empty] | 0
Virginia Beach Landfill | 3 | Biomass | Internal Combustion | Operating | 0.3 | 0.3 | 183582.69 | 76.79 | 19.43 | 57.36 | 57.36 | 0 | 12.63 |  | 10702 | [6 empty] | 0
Virginia Beach Landfill | 30 | Biomass | Internal Combustion | Operating | 0.3 | 0.3 | 183582.99 | 76.79 | 19.43 | 57.36 | 57.36 | 0 | 12.63 |  | 10702 | [6 empty] | 0
Virginia Beach Landfill | 31 | Biomass | Internal Combustion | Operating | 0.3 | 0.3 | 183583.29 | 76.79 | 19.43 | 57.36 | 57.36 | 0 | 12.63 |  | 10702 | [6 empty] | 0
Virginia Beach Landfill | 32 | Biomass | Internal Combustion | Operating | 0.3 | 0.3 | 183583.59 | 76.79 | 19.43 | 57.36 | 57.36 | 0 | 12.63 |  | 10702 | [6 empty] | 0
Virginia Beach Landfill | 33 | Biomass | Internal Combustion | Operating | 0.3 | 0.3 | 183583.89 | 76.79 | 19.43 | 57.36 | 57.36 | 0 | 12.63 |  | 10702 | [6 empty] | 0
Virginia Beach Landfill | 34 | Biomass | Internal Combustion | Operating | 0.3 | 0.3 | 183584.19 | 76.79 | 19.43 | 57.36 | 57.36 | 0 | 12.63 |  | 10702 | [6 empty] | 0
Virginia Beach Landfill | 35 | Biomass | Internal Combustion | Operating | 0.3 | 0.3 | 183584.49 | 76.79 | 19.43 | 57.36 | 57.36 | 0 | 12.63 |  | 10702 | [6 empty] | 0
Virginia Beach Landfill | 36 | Biomass | Internal Combustion | Operating | 0.3 | 0.3 | 183584.79 | 76.79 | 19.43 | 57.36 | 57.36 | 0 | 12.63 |  | 10702 | [6 empty] | 0
Virginia Beach Landfill | 4 | Biomass | Internal Combustion | Operating | 0.3 | 0.3 | 183585.09 | 76.79 | 19.43 | 57.36 | 57.36 | 0 | 12.63 |  | 10702 | [6 empty] | 0
Virginia Beach Landfill | 5 | Biomass | Internal Combustion | Operating | 0.3 | 0.3 | 183585.39 | 76.79 | 19.43 | 57.36 | 57.36 | 0 | 12.63 |  | 10702 | [6 empty] | 0
Virginia Beach Landfill | 6 | Biomass | Internal Combustion | Operating | 0.3 | 0.3 | 183585.69 | 76.79 | 19.43 | 57.36 | 57.36 | 0 | 12.63 |  | 10702 | [6 empty] | 0
Virginia Beach Landfill | 7 | Biomass | Internal Combustion | Operating | 0.3 | 0.3 | 183585.99 | 76.79 | 19.43 | 57.36 | 57.36 | 0 | 12.63 |  | 10702 | [6 empty] | 0
Virginia Beach Landfill | 8 | Biomass | Internal Combustion | Operating | 0.3 | 0.3 | 183586.29 | 76.79 | 19.43 | 57.36 | 57.36 | 0 | 12.63 |  | 10702 | [6 empty] | 0
Virginia Beach Landfill | 9 | Biomass | Internal Combustion | Operating | 0.3 | 0.3 | 183586.59 | 76.79 | 19.43 | 57.36 | 57.36 | 0 | 12.63 |  | 10702 | [6 empty] | 0
Sewaren | 3 | Natural Gas | Steam Turbine | Operating | 106.2 | 106.2 | 183692.79 | 77.98 | 39.59 | 38.39 | 38.39 | 0 | 13.91 | 182.44 | 16449 | 232661 | 14144 | 1.52 | 0.0514 | 0.0006 | 118.0151 | 0
Hamlet | ES5 | Natural Gas | Combustion Turbine | Operating | 18.83 | 18.83 | 183711.62 | 78 | 68.87 | 9.13 | 9.13 | 0 | 3.16 | 89.02 | 11284 | 61024 | 5408 | 3.02 | 0.0846 | 0.0006 | 118.8616 | 0
Georgetown | GT2 | Natural Gas | Combustion Turbine | Operating | 34.5 | 34.5 | 183746.12 | 78.42 | 39.87 | 38.55 | 38.55 | 0 | 3.4 | 82.99 | 13112 | 336897 | 25693 | 8.48 | 0.0261 | 0.0006 | 118.8646 | 0
Hamlet | ES4 | Natural Gas | Combustion Turbine | Operating | 18.83 | 18.83 | 183764.95 | 78.46 | 69.33 | 9.13 | 9.13 | 0 | 3.16 | 89.1 | 11360 | 63674 | 5605 | 3.13 | 0.0847 | 0.0006 | 118.8613 | 0
Wheelabrator Portsmouth | 1420 | Biomass | Steam Turbine | Operating | 15.5 | 15.5 | 183780.45 | 78.63 | 70.89 | 7.74 | 7.74 | 0 | 28.52 | 83.74 | 11113 | 961786 | 86544 | 63.56 | 0.169 | 0.029 | 118.18 | 1
Wheelabrator Portsmouth | 1410 | Biomass | Steam Turbine | Operating | 15.5 | 15.5 | 183795.95 | 78.66 | 70.92 | 7.74 | 7.74 | 0 | 28.52 | 84.02 | 11118 | 916490 | 82436 | 60.55 | 0.169 | 0.029 | 118.18 | 1
Wheelabrator Portsmouth | 1430 | Biomass | Steam Turbine | Operating | 15.5 | 15.5 | 183811.45 | 78.73 | 71 | 7.74 | 7.74 | 0 | 28.52 | 84.07 | 11129 | 922848 | 82920 | 60.9 | 0.169 | 0.029 | 118.18 | 1
Pittsylvania Power Station | GEN1 | Biomass | Steam Turbine | Operating | 41.5 | 41.5 | 183852.95 | 79.69 | 43.62 | 36.06 | 36.06 | 0 | 50.06 | 93.85 | 17357 | 2545568 | 146658 | 40.23 | 0.185 | 0.121 | 208.19 | 0
Pittsylvania Power Station | GEN2 | Biomass | Steam Turbine | Operating | 41.5 | 41.5 | 183894.45 | 79.69 | 43.62 | 36.06 | 36.06 | 0 | 50.06 |  | 17357 | 0 | 0 | 0 | 0.185 | 0.121 | 208.19 | 0
Brown Station Road | 3972 | Biomass | Internal Combustion | Out of Service | 0.8 | 0.8 | 183895.25 | 79.74 | 19.43 | 60.32 | 60.32 | 0 | 5.74 |  | 63679 | [6 empty] | 0
Brown Station Road | 9314 | Biomass | Internal Combustion | Operating | 0.8 | 0.8 | 183896.05 | 79.74 | 19.43 | 60.32 | 60.32 | 0 | 5.74 |  | 63679 | [6 empty] | 0
Brown Station Road | 9340 | Biomass | Internal Combustion | Out of Service | 0.8 | 0.8 | 183896.85 | 79.74 | 19.43 | 60.32 | 60.32 | 0 | 5.74 |  | 63679 | [6 empty] | 0
Hamlet | ES6 | Natural Gas | Combustion Turbine | Operating | 18.83 | 18.83 | 183915.69 | 79.75 | 70.62 | 9.13 | 9.13 | 0 | 3.16 | 351.19 | 11571 | 2540 | 220 | 0.12 | 0.084 | 0.0006 | 118.8742 | 0
Hamlet | ES2 | Natural Gas | Combustion Turbine | Operating | 18.83 | 18.83 | 183934.52 | 79.87 | 70.74 | 9.13 | 9.13 | 0 | 3.16 | 301.67 | 11590 | 3114 | 269 | 0.15 | 0.0833 | 0.0006 | 118.8964 | 0
Hamlet | ES1 | Natural Gas | Combustion Turbine | Operating | 18.83 | 18.83 | 183953.35 | 80.16 | 71.03 | 9.13 | 9.13 | 0 | 3.16 | 92.02 | 11638 | 58519 | 5028 | 2.81 | 0.0817 | 0.0006 | 118.8617 | 0
Hamlet | ES3 | Natural Gas | Combustion Turbine | Operating | 18.83 | 18.83 | 183972.18 | 80.36 | 71.23 | 9.13 | 9.13 | 0 | 3.16 | 320.5 | 11671 | 2896 | 248 | 0.14 | 0.0842 | 0.0006 | 118.8619 | 0
Eddystone 3-4 | 4 | Natural Gas | Steam Turbine | Operating | 380 | 380 | 184352.18 | 80.45 | 60.59 | 19.86 | 19.86 | 0 | 10.84 | 144.03 | 23018 | 1491228 | 64784 | 1.94 | 0.0604 | 0.0071 | 123.4722 | 0
Sauder | UNT1 | Biomass | Steam Turbine | Operating | 3.6 | 3.6 | 184355.78 | 81.48 | 38.88 | 42.59 | 42.59 | 0 | 138.59 |  | 21946 |  |  |  | 0.185 | 0.121 | 208.19 | 1
Sauder | UNT2 | Biomass | Steam Turbine | Operating | 3.6 | 3.6 | 184359.38 | 81.48 | 38.88 | 42.59 | 42.59 | 0 | 138.59 |  | 21946 |  |  |  | 0.185 | 0.121 | 208.19 | 1
Darbytown | 3 | Natural Gas | Combustion Turbine | Operating | 84 | 84 | 184443.38 | 82.29 | 76.7 | 5.59 | 5.59 | 0 | 1.7 | 98.43 | 12468 | 110002 | 8823 | 1.06 | 0.2503 | 0.1072 | 141.2795 | 0
Darbytown | 4 | Natural Gas | Combustion Turbine | Operating | 84 | 84 | 184527.38 | 82.45 | 76.86 | 5.59 | 5.59 | 0 | 1.7 | 96.17 | 12494 | 129763 | 10386 | 1.22 | 0.2424 | 0.0897 | 137.4545 | 0
Halifax County Biomass Plant (South Boston- NOVI Energy) | STG1 | Biomass | Steam Turbine | Operating | 44.3 | 44.3 | 184571.68 | 82.9 | 80.21 | 2.69 | 2.69 | 0 | 7.95 | 84.59 | 13550 | 2828229 | 208730 | 53.64 | 0.185 | 0.121 | 208.19 | 0
Darbytown | 2 | Natural Gas | Combustion Turbine | Operating | 84 | 84 | 184655.68 | 83.04 | 77.45 | 5.59 | 5.59 | 0 | 1.7 | 104.23 | 12589 | 84631 | 6722 | 0.79 | 0.2706 | 0.1274 | 145.71 | 0
Darbytown | 1 | Natural Gas | Combustion Turbine | Operating | 84 | 84 | 184739.68 | 83.13 | 77.53 | 5.59 | 5.59 | 0 | 1.7 | 104.13 | 12604 | 85484 | 6782 | 0.79 | 0.2454 | 0.1023 | 140.2131 | 0
Possum Point | 4 | Natural Gas | Steam Turbine | Operating | 220 | 220 | 184959.68 | 84.18 | 65.37 | 18.81 | 18.81 | 0 | 60.36 | 278.8 | 11558 | 788636 | 68231 | 3.45 | 0.1037 | 0.0006 | 118.8572 | 0
Gilbert CT | 9 | Natural Gas | Combustion Turbine | Operating | 150 | 150 | 185109.68 | 84.54 | 47.64 | 36.91 | 36.91 | 0 | 3.55 | 176.91 | 18117 | 104574 | 5772 | 0.39 | 0.1033 | 0.0016 | 123.2115 | 0
Possum Point | 5 | Petroleum Products | Steam Turbine | Operating | 786 | 786 | 185895.68 | 85.61 | 66.8 | 18.81 | 18.81 | 0 | 60.36 | 623.88 | 11811 | 1041000 | 88138 | 1.25 | 0.2083 | 0.5799 | 161.8794 | 0
Frank M Tait GT | GT2 | Natural Gas | Combustion Turbine | Operating | 89 | 89 | 185984.68 | 86.2 | 41.34 | 44.86 | 44.86 | 0 | 0.2 | 86.72 | 12314 | 415975 | 33780 | 3.77 | 0.2123 | 0.0174 | 119.4648 | 0
Frank M Tait GT | GT3 | Natural Gas | Combustion Turbine | Operating | 79 | 79 | 186063.68 | 86.47 | 41.61 | 44.86 | 44.86 | 0 | 0.2 | 86.61 | 12394 | 1318839 | 106408 | 11.88 | 0.0581 | 0.004 | 118.2968 | 0
Lawrence County Generating Station | 5 | Natural Gas | Combustion Turbine | Operating | 22.4 | 22.4 | 186086.08 | 87.45 | 34.32 | 53.13 | 53.13 | 0 | 0 | 87.45 | 10253 | 27386 | 2671 | 1.22 | 0.0947 | 0.0006 | 118.8549 | 0
1515 South Caron Road | GT1 | Natural Gas | Combustion Turbine | Operating | 3 | 3 | 186089.08 | 87.88 | 8.05 | 79.83 | 79.83 | 0 | 13.98 |  | 3000 |  |  |  | 0.059 | 0.002 | 119.31 | 0
Du Page County Region 9 West Wastewater | FM01 | Natural Gas | Internal Combustion | Operating | 1.5 | 1.5 | 186090.58 | 88.04 | 11.38 | 76.66 | 76.66 | 0 | 5.08 |  | 4241 | [6 empty] | 1
Smith Mountain | 1 | Water | Pumped Storage | Operating | 66 | 66 | 186156.58 | 88.05 | 82.56 | 5.49 | 5.49 | 0 | 8.2 | 101.1 |  |  | 41479 | 7.15 |  |  |  | 0
Smith Mountain | 3 | Water | Pumped Storage | Operating | 106 | 106 | 186262.58 | 88.05 | 82.56 | 5.49 | 5.49 | 0 | 8.2 | 101.1 |  |  | 66617 | 7.15 |  |  |  | 0
Smith Mountain | 5 | Water | Pumped Storage | Operating | 66 | 66 | 186328.58 | 88.05 | 82.56 | 5.49 | 5.49 | 0 | 8.2 | 101.1 |  |  | 41479 | 7.15 |  |  |  | 0
Mercer | 2 | Coal | Steam Turbine | Retired | 316 | 316 | 186644.58 | 88.14 | 78.94 | 9.2 | 9.2 | 0 | 26.43 | 742.13 | 39612 | 505804 | 12769 | 0.46 | 0.065 | 0.0075 | 133.9207 | 0
Frank M Tait GT | GT1 | Natural Gas | Combustion Turbine | Operating | 88 | 88 | 186732.58 | 88.6 | 43.75 | 44.86 | 44.86 | 0 | 0.2 | 89.11 | 13029 | 437271 | 33561 | 3.82 | 0.1045 | 0.0134 | 119.1351 | 0
Easton 2 | 23 | Petroleum Products | Internal Combustion | Operating | 6.3 | 6.3 | 186738.88 | 88.97 | 53.43 | 35.54 | 35.54 | 0 | 12.62 |  | 12057 | [6 empty] | 0
Easton 2 | 24 | Petroleum Products | Internal Combustion | Operating | 6.3 | 6.3 | 186745.18 | 88.97 | 53.43 | 35.54 | 35.54 | 0 | 12.62 |  | 12057 | [6 empty] | 0
Wells Manufacturing Company | 1A | Natural Gas | Internal Combustion | Operating | 0.9 | 0.9 | 186746.08 | 89.3 | 58.44 | 30.86 | 30.86 | 0 | 10.95 |  | 21780 | [6 empty] | 0
Wells Manufacturing Company | 1B | Natural Gas | Internal Combustion | Operating | 0.9 | 0.9 | 186746.98 | 89.3 | 58.44 | 30.86 | 30.86 | 0 | 10.95 |  | 21780 | [6 empty] | 0
Wells Manufacturing Company | 2A | Natural Gas | Internal Combustion | Operating | 0.9 | 0.9 | 186747.88 | 89.3 | 58.44 | 30.86 | 30.86 | 0 | 10.95 |  | 21780 | [6 empty] | 0
Wells Manufacturing Company | 2B | Natural Gas | Internal Combustion | Operating | 0.9 | 0.9 | 186748.78 | 89.3 | 58.44 | 30.86 | 30.86 | 0 | 10.95 |  | 21780 | [6 empty] | 0
Wells Manufacturing Company | 3A | Natural Gas | Internal Combustion | Operating | 0.9 | 0.9 | 186749.68 | 89.3 | 58.44 | 30.86 | 30.86 | 0 | 10.95 |  | 21780 | [6 empty] | 0
Wells Manufacturing Company | 3B | Natural Gas | Internal Combustion | Operating | 0.9 | 0.9 | 186750.58 | 89.3 | 58.44 | 30.86 | 30.86 | 0 | 10.95 |  | 21780 | [6 empty] | 0
Altavista | 1 | Biomass | Steam Turbine | Operating | 51 | 51 | 186801.58 | 90.24 | 89.59 | 0.64 | 0.64 | 0 | 10.01 | 92.04 | 15151 | 4282822 | 282677 | 63.1 | 0.115 | 0.0057 | 218.566 | 0
Pennsbury Generating Station | 1 | Biomass | Combustion Turbine | Operating | 2.7 | 2.7 | 186804.28 | 90.32 | 19.87 | 70.45 | 70.45 | 0 | 13.98 |  | 32734 |  |  |  | 0.169 | 0.029 | 114.79 | 0
Pennsbury Generating Station | 2 | Biomass | Combustion Turbine | Operating | 2.7 | 2.7 | 186806.98 | 90.32 | 19.87 | 70.45 | 70.45 | 0 | 13.98 |  | 32734 |  |  |  | 0.169 | 0.029 | 114.79 | 0
North Ninth Street | 10 | Natural Gas | Internal Combustion | Operating | 2 | 2 | 186808.98 | 91.32 | 26.81 | 64.51 | 64.51 | 0 | 10.01 |  | 9994 | [6 empty] | 0
North Ninth Street | 3 | Natural Gas | Internal Combustion | Operating | 2 | 2 | 186810.98 | 91.32 | 26.81 | 64.51 | 64.51 | 0 | 10.01 |  | 9994 | [6 empty] | 0
North Ninth Street | 6 | Natural Gas | Internal Combustion | Operating | 2 | 2 | 186812.98 | 91.32 | 26.81 | 64.51 | 64.51 | 0 | 10.01 |  | 9994 | [6 empty] | 0
North Ninth Street | 7 | Natural Gas | Internal Combustion | Operating | 3.5 | 3.5 | 186816.48 | 91.32 | 26.81 | 64.51 | 64.51 | 0 | 10.01 |  | 9994 | [6 empty] | 0
North Ninth Street | 9 | Natural Gas | Internal Combustion | Operating | 3 | 3 | 186819.48 | 91.32 | 26.81 | 64.51 | 64.51 | 0 | 10.01 |  | 9994 | [6 empty] | 0
Lawrence County Generating Station | 6 | Natural Gas | Combustion Turbine | Operating | 21.2 | 21.2 | 186840.68 | 91.95 | 38.82 | 53.13 | 53.13 | 0 | 0 | 91.95 | 11598 | 44188 | 3810 | 1.74 | 0.1007 | 0.0006 | 118.8714 | 0
Possum Point | 3 | Natural Gas | Steam Turbine | Operating | 96 | 96 | 186936.68 | 93.69 | 74.88 | 18.81 | 18.81 | 0 | 60.36 | 412.54 | 13240 | 240603 | 18173 | 2.07 | 0.1203 | 0.0006 | 118.8424 | 0
Napoleon Peaking Station | CT1 | Natural Gas | Combustion Turbine | Operating | 13 | 13 | 186949.68 | 93.8 | 45.47 | 48.33 | 48.33 | 0 | 4.06 |  | 16929 |  |  |  | 0.15 | 0.0006 | 118.0269 | 0
Napoleon Peaking Station | CT2 | Natural Gas | Combustion Turbine | Operating | 6 | 6 | 186955.68 | 93.8 | 45.47 | 48.33 | 48.33 | 0 | 4.06 |  | 16929 |  |  |  | 0.15 | 0.0006 | 118.0269 | 0
Falling Spring | 5 | Natural Gas | Internal Combustion | Operating | 2.1 | 2.1 | 186957.78 | 97.59 | 16.55 | 81.04 | 81.04 | 0 | 9 |  | 9821 | [6 empty] | 0
Falling Spring | 6 | Natural Gas | Internal Combustion | Operating | 2.1 | 2.1 | 186959.88 | 97.59 | 16.55 | 81.04 | 81.04 | 0 | 9 |  | 9821 | [6 empty] | 0
Falling Spring | 7 | Natural Gas | Internal Combustion | Operating | 2.9 | 2.9 | 186962.78 | 97.59 | 16.55 | 81.04 | 81.04 | 0 | 9 |  | 9821 | [6 empty] | 0
Wheelabrator Falls Inc. | WFI1 | Biomass | Steam Turbine | Operating | 46 | 46 | 187008.78 | 97.77 | 92.49 | 5.28 | 5.28 | 0 | 23.14 | 100.99 | 16224 | 5363944 | 330622 | 81.82 | 0.169 | 0.029 | 118.18 | 0
Hill at Whitemarsh | CGE | Natural Gas | Internal Combustion | Operating | 1.6 | 1.6 | 187010.38 | 98.11 | 22.15 | 75.96 | 75.96 | 0 | 10.17 |  | 11318 | [6 empty] | 1
Galion Generating Station | CT1 | Natural Gas | Combustion Turbine | Operating | 13 | 13 | 187023.38 | 100.76 | 43.9 | 56.85 | 56.85 | 0 | 4.06 |  | 16799 |  |  |  | 0.1501 | 0.0005 | 118.0817 | 0
Galion Generating Station | CT2 | Natural Gas | Combustion Turbine | Operating | 6 | 6 | 187029.38 | 100.76 | 43.9 | 56.85 | 56.85 | 0 | 4.06 |  | 16799 |  |  |  | 0.1501 | 0.0005 | 118.0817 | 0
Commonwealth Chesapeake Company, LLC | UNT1 | Petroleum Products | Combustion Turbine | Operating | 46.2 | 46.2 | 187075.58 | 101.77 | 96.92 | 4.85 | 4.85 | 0 | 3.26 | 107.78 | 9650 | 241507 | 25026 | 5.79 | 0.1226 | 0.0351 | 162.2806 | 0
Commonwealth Chesapeake Company, LLC | UNT2 | Petroleum Products | Combustion Turbine | Operating | 44.4 | 44.4 | 187119.98 | 104.39 | 99.53 | 4.85 | 4.85 | 0 | 3.26 | 112.02 | 9910 | 187549 | 18925 | 4.48 | 0.1507 | 0.0335 | 162.2935 | 0
Commonwealth Chesapeake Company, LLC | UNT3 | Petroleum Products | Combustion Turbine | Operating | 45 | 45 | 187164.98 | 105.58 | 100.72 | 4.85 | 4.85 | 0 | 3.26 | 132.04 | 10029 | 55509 | 5535 | 1.28 | 0.5647 | 0.0196 | 162.3308 | 0
Woodsdale | GT2 | Natural Gas | Combustion Turbine | Operating | 77 | 77 | 187241.98 | 106.03 | 64.56 | 41.47 | 41.47 | 0 | 6.44 | 192.15 | 22889 | 131799 | 5758 | 0.7 | 0.102 | 0.0006 | 118.8509 | 0
Woodsdale | GT1 | Natural Gas | Combustion Turbine | Operating | 77 | 77 | 187318.98 | 106.69 | 65.23 | 41.47 | 41.47 | 0 | 6.44 | 201.02 | 23124 | 121560 | 5257 | 0.64 | 0.1102 | 0.0006 | 118.853 | 0
Woodsdale | GT5 | Natural Gas | Combustion Turbine | Operating | 77 | 77 | 187395.98 | 107.01 | 65.55 | 41.47 | 41.47 | 0 | 6.44 | 197.52 | 23239 | 127328 | 5479 | 0.66 | 0.095 | 0.0006 | 118.8536 | 0
Commonwealth Chesapeake Company, LLC | UNT7 | Petroleum Products | Combustion Turbine | Operating | 45.8 | 45.8 | 187441.78 | 107.47 | 102.61 | 4.85 | 4.85 | 0 | 3.26 | 116.27 | 10217 | 172920 | 16925 | 3.92 | 0.4862 | 0.0371 | 162.3375 | 0
Woodsdale | GT3 | Natural Gas | Combustion Turbine | Operating | 77 | 77 | 187518.78 | 107.62 | 66.16 | 41.47 | 41.47 | 0 | 6.44 | 201.02 | 23455 | 124536 | 5310 | 0.64 | 0.1253 | 0.0006 | 118.8713 | 0
Central Utility IC Plant at White Oak | G1 | Natural Gas | Internal Combustion | Operating | 5.6 | 5.6 | 187524.38 | 107.71 | 22.71 | 85 | 85 | 0 | 12.86 |  | 11606 | [6 empty] | 1
I-95 Energy Resource Recovery Facility (Covanta Fairfax) | GEN2 | Biomass | Steam Turbine | Operating | 49 | 49 | 187573.38 | 108.3 | 103.9 | 4.4 | 4.4 | 0 | 15.26 | 110.71 | 18739 | 5827897 | 311007 | 72.26 | 0.169 | 0.029 | 118.18 | 0
Woodsdale | GT6 | Natural Gas | Combustion Turbine | Operating | 77 | 77 | 187650.38 | 108.89 | 67.42 | 41.47 | 41.47 | 0 | 6.44 | 203.81 | 23904 | 124874 | 5224 | 0.63 | 0.0933 | 0.0006 | 118.8558 | 0
Commonwealth Chesapeake Company, LLC | UNT5 | Petroleum Products | Combustion Turbine | Operating | 46.8 | 46.8 | 187697.18 | 109.28 | 104.43 | 4.85 | 4.85 | 0 | 3.26 | 120.29 | 10398 | 143894 | 13839 | 3.21 | 0.1206 | 0.0372 | 162.3827 | 0
Woodsdale | GT4 | Natural Gas | Combustion Turbine | Operating | 77 | 77 | 187774.18 | 109.44 | 67.98 | 41.47 | 41.47 | 0 | 6.44 | 216.51 | 24099 | 111611 | 4631 | 0.56 | 0.1253 | 0.0006 | 118.8495 | 0
I-95 Energy Resource Recovery Facility (Covanta Fairfax) | GEN1 | Biomass | Steam Turbine | Operating | 49 | 49 | 187823.18 | 109.45 | 105.05 | 4.4 | 4.4 | 0 | 15.26 | 112.81 | 18946 | 4216825 | 222569 | 51.71 | 0.169 | 0.029 | 118.18 | 0
Smith IC | 2 | Petroleum Products | Internal Combustion | Operating | 0.4 | 0.4 | 187823.58 | 109.56 | 102.45 | 7.11 | 7.11 | 0 | 0.62 |  | 10353 | [6 empty] | 0
Smith IC | 3 | Petroleum Products | Internal Combustion | Operating | 1.2 | 1.2 | 187824.78 | 109.56 | 102.45 | 7.11 | 7.11 | 0 | 0.62 |  | 10353 | [6 empty] | 0
Montgomery County Resource Recovery | GEN1 | Biomass | Steam Turbine | Operating | 54 | 54 | 187878.78 | 109.98 | 104.57 | 5.41 | 5.41 | 0 | 19.32 | 113.4 | 17982 | 5487775 | 305181 | 62.04 | 0.169 | 0.029 | 118.18 | 0
Commonwealth Chesapeake Company, LLC | UNT6 | Petroleum Products | Combustion Turbine | Operating | 45.8 | 45.8 | 187924.58 | 110 | 105.15 | 4.85 | 4.85 | 0 | 3.26 | 121.8 | 10469 | 132276 | 12635 | 2.93 | 0.1311 | 0.0404 | 162.3691 | 0
Wellington, OH | 1 | Petroleum Products | Internal Combustion | Operating | 0.5 | 0.5 | 187925.08 | 111.16 | 104.06 | 7.11 | 7.11 | 0 | 2.2 |  | 10515 | [6 empty] | 0
Commonwealth Chesapeake Company, LLC | UNT4 | Petroleum Products | Combustion Turbine | Operating | 46.4 | 46.4 | 187971.48 | 113.14 | 108.29 | 4.85 | 4.85 | 0 | 3.26 | 133.04 | 10781 | 81831 | 7590 | 1.76 | 0.1431 | 0.034 | 162.4124 | 0
Lancaster County Resource Recovery | GEN1 | Biomass | Steam Turbine | Operating | 32.4 | 32.4 | 188003.88 | 114.08 | 106.57 | 7.5 | 7.5 | 0 | 34 | 118.96 | 18749 | 4229393 | 225576 | 79.26 | 0.169 | 0.029 | 118.18 | 0
Union County Resource Recovery Facility | GEN1 | Biomass | Steam Turbine | Operating | 37.5 | 37.5 | 188041.38 | 115.71 | 109.98 | 5.73 | 5.73 | 0 | 26.59 | 119.14 | 18019 | 5241334 | 290873 | 86.01 | 0.169 | 0.029 | 118.18 | 0
Baltimore Refuse Energy Systems Co. | GEN1 | Biomass | Steam Turbine | Operating | 57 | 57 | 188098.38 | 120.14 | 113.77 | 6.37 | 6.37 | 0 | 24.76 | 124.1 | 19958 | 7125134 | 357004 | 71.3 | 0.169 | 0.029 | 118.18 | 1
Albemarle District Jail | 1 | Petroleum Products | Internal Combustion | Operating | 1.1 | 1.1 | 188099.48 | 121.88 | 102.34 | 19.54 | 19.54 | 0 | 9.97 |  | 10342 | [6 empty] | 1
Food Line 1194 | 1 | Petroleum Products | Internal Combustion | Operating | 0.35 | 0.35 | 188099.83 | 121.88 | 102.34 | 19.54 | 19.54 | 0 | 9.97 |  | 10342 | [6 empty] | 1
PPG Place | EG-1 | Petroleum Products | Internal Combustion | Operating | 0.9 | 0.9 | 188100.73 | 121.88 | 102.34 | 19.54 | 19.54 | 0 | 9.97 |  | 10342 | [6 empty] | 0
PPG Place | EG-2 | Petroleum Products | Internal Combustion | Operating | 0.9 | 0.9 | 188101.63 | 121.88 | 102.34 | 19.54 | 19.54 | 0 | 9.97 |  | 10342 | [6 empty] | 0
PPG Place | EG-3 | Petroleum Products | Internal Combustion | Operating | 0.5 | 0.5 | 188102.13 | 121.88 | 102.34 | 19.54 | 19.54 | 0 | 9.97 |  | 10342 | [6 empty] | 0
Spongex LLC Facility | 1 | Petroleum Products | Internal Combustion | Operating | 2 | 2 | 188104.13 | 121.88 | 102.34 | 19.54 | 19.54 | 0 | 9.97 |  | 10342 | [6 empty] | 1
Baltimore Refuse Energy Systems Co. | GEN2 | Biomass | Steam Turbine | Operating | 4.3 | 4.3 | 188108.43 | 123.06 | 116.69 | 6.37 | 6.37 | 0 | 24.76 | 139.1 | 20469 | 135874 | 6638 | 17.57 | 0.169 | 0.029 | 118.18 | 1
St. Marys CT | GT1 | Natural Gas | Combustion Turbine | Operating | 10.4 | 10.4 | 188118.83 | 123.43 | 50.54 | 72.89 | 72.89 | 0 | 6.32 |  | 19338 |  |  |  | 0.059 | 0.002 | 119.31 | 0
Essex County Resource Recovery Facility | GEN2 | Biomass | Steam Turbine | Operating | 30 | 30 | 188148.83 | 123.57 | 118.9 | 4.67 | 4.67 | 0 | 21.48 | 126.42 | 20055 | 4534637 | 226105 | 85.8 | 0.169 | 0.029 | 118.18 | 0
Essex County Resource Recovery Facility | GEN1 | Biomass | Steam Turbine | Operating | 30 | 30 | 188178.83 | 123.68 | 119.01 | 4.67 | 4.67 | 0 | 21.48 | 126.24 | 20075 | 5046869 | 251403 | 95.4 | 0.169 | 0.029 | 118.18 | 0
Bayview | BAYV | Petroleum Products | Internal Combustion | Operating | 2.1 | 2.1 | 188180.93 | 125.21 | 97.91 | 27.3 | 27.3 | 0 | 10.75 |  | 9894 | [6 empty] | 0
Bayview | BYV2 | Petroleum Products | Internal Combustion | Operating | 2.1 | 2.1 | 188183.03 | 125.21 | 97.91 | 27.3 | 27.3 | 0 | 10.75 |  | 9894 | [6 empty] | 0
Bayview | BYV3 | Petroleum Products | Internal Combustion | Operating | 2.1 | 2.1 | 188185.13 | 125.21 | 97.91 | 27.3 | 27.3 | 0 | 10.75 |  | 9894 | [6 empty] | 0
Bayview | BYV4 | Petroleum Products | Internal Combustion | Operating | 2.1 | 2.1 | 188187.23 | 125.21 | 97.91 | 27.3 | 27.3 | 0 | 10.75 |  | 9894 | [6 empty] | 0
Bayview | BYV5 | Petroleum Products | Internal Combustion | Operating | 2.1 | 2.1 | 188189.33 | 125.21 | 97.91 | 27.3 | 27.3 | 0 | 10.75 |  | 9894 | [6 empty] | 0
Bayview | BYV6 | Petroleum Products | Internal Combustion | Operating | 2.1 | 2.1 | 188191.43 | 125.21 | 97.91 | 27.3 | 27.3 | 0 | 10.75 |  | 9894 | [6 empty] | 0
Elkton IC Cogen | GEN2 | Petroleum Products | Internal Combustion | Operating | 0.8 | 0.8 | 188192.23 | 125.86 | 118.75 | 7.11 | 7.11 | 0 | 0.62 |  | 12000 | [6 empty] | 1
Delaware County Resource Recovery Facility | GEN1 | Biomass | Steam Turbine | Operating | 80 | 80 | 188272.23 | 126.05 | 122.03 | 4.02 | 4.02 | 0 | 17.01 | 128.3 | 19025 | 11488825 | 603879 | 85.93 | 0.169 | 0.029 | 118.18 | 0
Arcanum | 1 | Petroleum Products | Internal Combustion | Operating | 0.8 | 0.8 | 188273.03 | 127.38 | 120.27 | 7.11 | 7.11 | 0 | 0.62 |  | 12154 | [6 empty] | 0
Arcanum | 2 | Petroleum Products | Internal Combustion | Operating | 0.6 | 0.6 | 188273.63 | 127.38 | 120.27 | 7.11 | 7.11 | 0 | 0.62 |  | 12154 | [6 empty] | 0
Monterey Diesel Generation Facility | MDG10 | Petroleum Products | Internal Combustion | Operating | 0.6 | 0.6 | 188274.23 | 128.57 | 109.03 | 19.54 | 19.54 | 0 | 9.97 |  | 11075 | [6 empty] | 0
Monterey Diesel Generation Facility | MDG2 | Petroleum Products | Internal Combustion | Operating | 0.6 | 0.6 | 188274.83 | 128.57 | 109.03 | 19.54 | 19.54 | 0 | 9.97 |  | 11075 | [6 empty] | 0
Monterey Diesel Generation Facility | MDG3 | Petroleum Products | Internal Combustion | Operating | 0.6 | 0.6 | 188275.43 | 128.57 | 109.03 | 19.54 | 19.54 | 0 | 9.97 |  | 11075 | [6 empty] | 0
Monterey Diesel Generation Facility | MDG4 | Petroleum Products | Internal Combustion | Operating | 0.6 | 0.6 | 188276.03 | 128.57 | 109.03 | 19.54 | 19.54 | 0 | 9.97 |  | 11075 | [6 empty] | 0
Monterey Diesel Generation Facility | MDG5 | Petroleum Products | Internal Combustion | Operating | 0.6 | 0.6 | 188276.63 | 128.57 | 109.03 | 19.54 | 19.54 | 0 | 9.97 |  | 11075 | [6 empty] | 0
Monterey Diesel Generation Facility | MDG6 | Petroleum Products | Internal Combustion | Operating | 0.6 | 0.6 | 188277.23 | 128.57 | 109.03 | 19.54 | 19.54 | 0 | 9.97 |  | 11075 | [6 empty] | 0
Monterey Diesel Generation Facility | MDG7 | Petroleum Products | Internal Combustion | Operating | 0.6 | 0.6 | 188277.83 | 128.57 | 109.03 | 19.54 | 19.54 | 0 | 9.97 |  | 11075 | [6 empty] | 0
Monterey Diesel Generation Facility | MDG8 | Petroleum Products | Internal Combustion | Operating | 0.6 | 0.6 | 188278.43 | 128.57 | 109.03 | 19.54 | 19.54 | 0 | 9.97 |  | 11075 | [6 empty] | 0
Monterey Diesel Generation Facility | MDG9 | Petroleum Products | Internal Combustion | Operating | 0.6 | 0.6 | 188279.03 | 128.57 | 109.03 | 19.54 | 19.54 | 0 | 9.97 |  | 11075 | [6 empty] | 0
Shawville IC | 5 | Petroleum Products | Internal Combustion | Operating | 2 | 2 | 188281.03 | 128.57 | 109.03 | 19.54 | 19.54 | 0 | 9.97 |  | 11075 | 105 | 0 | 0 |  |  |  | 0
Shawville IC | 6 | Petroleum Products | Internal Combustion | Operating | 2 | 2 | 188283.03 | 128.57 | 109.03 | 19.54 | 19.54 | 0 | 9.97 |  | 11075 | 105 | 0 | 0 |  |  |  | 0
Shawville IC | 7 | Petroleum Products | Internal Combustion | Operating | 2 | 2 | 188285.03 | 128.57 | 109.03 | 19.54 | 19.54 | 0 | 9.97 |  | 11075 | 105 | 0 | 0 |  |  |  | 0
Berlin | 1A | Petroleum Products | Internal Combustion | Operating | 1.1 | 1.1 | 188286.13 | 129.14 | 109.6 | 19.54 | 19.54 | 0 | 9.97 |  | 11075 | [6 empty] | 0
Berlin | 2A | Petroleum Products | Internal Combustion | Operating | 1.8 | 1.8 | 188287.93 | 129.14 | 109.6 | 19.54 | 19.54 | 0 | 9.97 |  | 11075 | [6 empty] | 0
Berlin | 3A | Petroleum Products | Internal Combustion | Out of Service | 1.8 | 1.8 | 188289.73 | 129.14 | 109.6 | 19.54 | 19.54 | 0 | 9.97 |  | 11075 | [6 empty] | 0
Berlin | 4A | Petroleum Products | Internal Combustion | Operating | 1.8 | 1.8 | 188291.53 | 129.14 | 109.6 | 19.54 | 19.54 | 0 | 9.97 |  | 11075 | [6 empty] | 0
Berlin | 5A | Petroleum Products | Internal Combustion | Operating | 2.5 | 2.5 | 188294.03 | 129.14 | 109.6 | 19.54 | 19.54 | 0 | 9.97 |  | 11075 | [6 empty] | 0
Bristol Myers Squibb Lawrenceville Cogen (IC) | DG101 | Petroleum Products | Internal Combustion | Operating | 0.9 | 0.9 | 188294.93 | 129.14 | 109.6 | 19.54 | 19.54 | 0 | 9.97 |  | 11075 | [6 empty] | 1
Clinton, MI | 1 | Petroleum Products | Internal Combustion | Operating | 0.5 | 0.5 | 188295.43 | 129.14 | 109.6 | 19.54 | 19.54 | 0 | 9.97 |  | 11075 | [6 empty] | 0
Clinton, MI | 2 | Petroleum Products | Internal Combustion | Operating | 0.5 | 0.5 | 188295.93 | 129.14 | 109.6 | 19.54 | 19.54 | 0 | 9.97 |  | 11075 | [6 empty] | 0
IMEA Highland | 1 | Petroleum Products | Internal Combustion | Operating | 0.9 | 0.9 | 188296.83 | 129.14 | 109.6 | 19.54 | 19.54 | 0 | 9.97 |  | 11075 | [6 empty] | 0
IMEA Highland | 2 | Petroleum Products | Internal Combustion | Operating | 0.9 | 0.9 | 188297.73 | 129.14 | 109.6 | 19.54 | 19.54 | 0 | 9.97 |  | 11075 | [6 empty] | 0
IMEA Waterloo | 10 | Petroleum Products | Internal Combustion | Operating | 0.9 | 0.9 | 188298.63 | 129.14 | 109.6 | 19.54 | 19.54 | 0 | 9.97 |  | 11075 | [6 empty] | 0
IMEA Waterloo | 11 | Petroleum Products | Internal Combustion | Operating | 0.9 | 0.9 | 188299.53 | 129.14 | 109.6 | 19.54 | 19.54 | 0 | 9.97 |  | 11075 | [6 empty] | 0
IMEA Waterloo | 9 | Petroleum Products | Internal Combustion | Operating | 0.9 | 0.9 | 188300.43 | 129.14 | 109.6 | 19.54 | 19.54 | 0 | 9.97 |  | 11075 | [6 empty] | 0
Lebanon IC | 5 | Petroleum Products | Internal Combustion | Operating | 2 | 2 | 188302.43 | 129.14 | 109.6 | 19.54 | 19.54 | 0 | 9.97 |  | 11075 | [6 empty] | 0
Lebanon IC | 6 | Petroleum Products | Internal Combustion | Operating | 3 | 3 | 188305.43 | 129.14 | 109.6 | 19.54 | 19.54 | 0 | 9.97 |  | 11075 | [6 empty] | 0
Lebanon IC | 8 | Petroleum Products | Internal Combustion | Operating | 5.6 | 5.6 | 188311.03 | 129.14 | 109.6 | 19.54 | 19.54 | 0 | 9.97 |  | 11075 | [6 empty] | 0
Monterey Diesel Generation Facility | MDG1 | Petroleum Products | Internal Combustion | Operating | 0.6 | 0.6 | 188311.63 | 129.14 | 109.6 | 19.54 | 19.54 | 0 | 9.97 |  | 11075 | [6 empty] | 0
MPEA Energy Center - IC | GEN4 | Petroleum Products | Internal Combustion | Operating | 2 | 2 | 188313.63 | 129.14 | 109.6 | 19.54 | 19.54 | 0 | 9.97 |  | 11075 | [6 empty] | 0
MPEA Energy Center - IC | GEN5 | Petroleum Products | Internal Combustion | Operating | 2 | 2 | 188315.63 | 129.14 | 109.6 | 19.54 | 19.54 | 0 | 9.97 |  | 11075 | [6 empty] | 0
MPEA Energy Center - IC | GEN6 | Petroleum Products | Internal Combustion | Operating | 2 | 2 | 188317.63 | 129.14 | 109.6 | 19.54 | 19.54 | 0 | 9.97 |  | 11075 | [6 empty] | 0
PPG Monroeville Chemicals Center | 2 | Petroleum Products | Internal Combustion | Operating | 0.3 | 0.3 | 188317.93 | 129.14 | 109.6 | 19.54 | 19.54 | 0 | 9.97 |  | 11075 | [6 empty] | 0
PPG Monroeville Chemicals Center | 3 | Petroleum Products | Internal Combustion | Operating | 0.8 | 0.8 | 188318.73 | 129.14 | 109.6 | 19.54 | 19.54 | 0 | 9.97 |  | 11075 | [6 empty] | 0
Prospect Mun Elec | 1 | Petroleum Products | Internal Combustion | Operating | 0.9 | 0.9 | 188319.63 | 129.14 | 109.6 | 19.54 | 19.54 | 0 | 9.97 |  | 11075 | [6 empty] | 0
Saint Mary of Nazareth Hospital | GEN4 | Petroleum Products | Internal Combustion | Operating | 0.9 | 0.9 | 188320.53 | 129.14 | 109.6 | 19.54 | 19.54 | 0 | 9.97 |  | 11075 | [6 empty] | 1
Saint Mary of Nazareth Hospital | GEN5 | Petroleum Products | Internal Combustion | Operating | 0.9 | 0.9 | 188321.43 | 129.14 | 109.6 | 19.54 | 19.54 | 0 | 9.97 |  | 11075 | [6 empty] | 1
Saint Mary of Nazareth Hospital | GEN6 | Petroleum Products | Internal Combustion | Operating | 0.8 | 0.8 | 188322.23 | 129.14 | 109.6 | 19.54 | 19.54 | 0 | 9.97 |  | 11075 | [6 empty] | 1
South Main Street IC | 16 | Petroleum Products | Internal Combustion | Operating | 1.8 | 1.8 | 188324.03 | 129.14 | 109.6 | 19.54 | 19.54 | 0 | 9.97 |  | 11075 | [6 empty] | 0
South Main Street IC | 17 | Petroleum Products | Internal Combustion | Operating | 1.8 | 1.8 | 188325.83 | 129.14 | 109.6 | 19.54 | 19.54 | 0 | 9.97 |  | 11075 | [6 empty] | 0
South Main Street IC | 18 | Petroleum Products | Internal Combustion | Operating | 1.8 | 1.8 | 188327.63 | 129.14 | 109.6 | 19.54 | 19.54 | 0 | 9.97 |  | 11075 | [6 empty] | 0
Troy Energy IC | IC1 | Petroleum Products | Internal Combustion | Operating | 3 | 3 | 188330.63 | 129.14 | 109.6 | 19.54 | 19.54 | 0 | 9.97 |  | 11075 | [6 empty] | 0
Troy Energy IC | IC2 | Petroleum Products | Internal Combustion | Operating | 3 | 3 | 188333.63 | 129.14 | 109.6 | 19.54 | 19.54 | 0 | 9.97 |  | 11075 | [6 empty] | 0
Troy Energy IC | IC3 | Petroleum Products | Internal Combustion | Operating | 4 | 4 | 188337.63 | 129.14 | 109.6 | 19.54 | 19.54 | 0 | 9.97 |  | 11075 | [6 empty] | 0
Troy Energy IC | IC4 | Petroleum Products | Internal Combustion | Operating | 4 | 4 | 188341.63 | 129.14 | 109.6 | 19.54 | 19.54 | 0 | 9.97 |  | 11075 | [6 empty] | 0
Avon Lake CT | 10 | Petroleum Products | Combustion Turbine | Operating | 30 | 30 | 188371.63 | 129.32 | 125.51 | 3.81 | 3.81 | 0 | 4.97 |  | 12749 | 2546 | 0 | 0 | 1.1999 | 0.5001 | 162.22 | 0
Brunot Island | 1A | Petroleum Products | Combustion Turbine | Operating | 15 | 15 | 188386.63 | 129.32 | 125.51 | 3.81 | 3.81 | 0 | 4.97 |  | 12749 | 1597 | 0 | 0 | 0.301 | 0.075 | 162.22 | 0
Edge Moor CT | 10 | Petroleum Products | Combustion Turbine | Operating | 15 | 15 | 188401.63 | 129.32 | 125.51 | 3.81 | 3.81 | 0 | 4.97 |  | 12749 | 0 | 0 | 0 | 0.2419 | 0.075 | 162.22 | 1
Niles CT | GT1 | Petroleum Products | Combustion Turbine | Operating | 25 | 25 | 188426.63 | 129.32 | 125.51 | 3.81 | 3.81 | 0 | 4.97 |  | 12749 | 2566 | 0 | 0 | 1.2 | 0.5001 | 162.22 | 0
Titus CT | 4 | Petroleum Products | Combustion Turbine | Operating | 13 | 13 | 188439.63 | 129.32 | 125.51 | 3.81 | 3.81 | 0 | 4.97 |  | 12749 | 1189 | 0 | 0 | 0.301 | 0.075 | 162.22 | 0
Titus CT | 5 | Petroleum Products | Combustion Turbine | Operating | 14 | 14 | 188453.63 | 129.32 | 125.51 | 3.81 | 3.81 | 0 | 4.97 |  | 12749 | 1258 | 0 | 0 | 0.301 | 0.075 | 162.22 | 0
Dominion/Lo-Mar Gen CT | DOM1 | Petroleum Products | Combustion Turbine | Operating | 11.1 | 11.1 | 188464.73 | 129.97 | 126.16 | 3.81 | 3.81 | 0 | 4.97 |  | 12749 |  |  |  | 0.301 | 0.075 | 162.22 | 0
Lebanon | 7 | Petroleum Products | Combustion Turbine | Operating | 6 | 6 | 188470.73 | 129.97 | 126.16 | 3.81 | 3.81 | 0 | 4.97 |  | 12749 |  |  |  | 0.301 | 0.075 | 162.22 | 0
Lebanon | 9 | Petroleum Products | Combustion Turbine | Operating | 14 | 14 | 188484.73 | 129.97 | 126.16 | 3.81 | 3.81 | 0 | 4.97 |  | 12749 |  |  |  | 0.301 | 0.075 | 162.22 | 0
Richmond CT | 92 | Petroleum Products | Combustion Turbine | Operating | 49 | 49 | 188533.73 | 132.34 | 117.29 | 15.05 | 15.05 | 0 | 4.11 |  | 11852 |  |  |  | 0.647 | 0.202 | 162.22 | 0
Richmond CT | 91 | Petroleum Products | Combustion Turbine | Operating | 49 | 49 | 188582.73 | 133.86 | 118.81 | 15.05 | 15.05 | 0 | 4.11 |  | 12006 |  |  |  | 0.647 | 0.202 | 162.22 | 0
Mercer | 1 | Coal | Steam Turbine | Retired | 316 | 316 | 188898.73 | 134.78 | 125.58 | 9.2 | 9.2 | 0 | 26.43 |  | 63017 | 298858 | 0 | 0 | 0.0464 | 0.0099 | 122.7874 | 0
Bay View Backup Power Facility | G1 | Petroleum Products | Internal Combustion | Operating | 2 | 2 | 188900.73 | 136.87 | 106.65 | 30.22 | 30.22 | 0 | 13.05 |  | 10777 | [6 empty] | 1
Easton 2 CT | 203 | Petroleum Products | Combustion Turbine | Operating | 4.5 | 4.5 | 188905.23 | 138.18 | 119.08 | 19.1 | 19.1 | 0 | 6.48 |  | 12034 |  |  |  | 0.301 | 0.075 | 162.22 | 0
Easton 2 CT | 204 | Petroleum Products | Combustion Turbine | Operating | 4.5 | 4.5 | 188909.73 | 138.18 | 119.08 | 19.1 | 19.1 | 0 | 6.48 |  | 12034 |  |  |  | 0.301 | 0.075 | 162.22 | 0
Temple SEGF Cogen Plant | 19G01 | Natural Gas | Internal Combustion | Operating | 1.6 | 1.6 | 188911.33 | 141.53 | 23.95 | 117.58 | 117.58 | 0 | 12.58 |  | 12239 | [6 empty] | 1
Temple SEGF Cogen Plant | 19G02 | Natural Gas | Internal Combustion | Operating | 1.6 | 1.6 | 188912.93 | 141.53 | 23.95 | 117.58 | 117.58 | 0 | 12.58 |  | 12239 | [6 empty] | 1
Temple SEGF Cogen Plant | 19G03 | Natural Gas | Internal Combustion | Operating | 1.6 | 1.6 | 188914.53 | 141.53 | 23.95 | 117.58 | 117.58 | 0 | 12.58 |  | 12239 | [6 empty] | 1
Temple SEGF Cogen Plant | 19G04 | Natural Gas | Internal Combustion | Operating | 1.6 | 1.6 | 188916.13 | 141.53 | 23.95 | 117.58 | 117.58 | 0 | 12.58 |  | 12239 | [6 empty] | 1
Temple SEGF Cogen Plant | 19G05 | Natural Gas | Internal Combustion | Operating | 1.6 | 1.6 | 188917.73 | 141.53 | 23.95 | 117.58 | 117.58 | 0 | 12.58 |  | 12239 | [6 empty] | 1
Temple SEGF Cogen Plant | 19G06 | Natural Gas | Internal Combustion | Operating | 1.6 | 1.6 | 188919.33 | 141.53 | 23.95 | 117.58 | 117.58 | 0 | 12.58 |  | 12239 | [6 empty] | 1
Temple SEGF Cogen Plant | 19G07 | Natural Gas | Internal Combustion | Operating | 1.6 | 1.6 | 188920.93 | 141.53 | 23.95 | 117.58 | 117.58 | 0 | 12.58 |  | 12239 | [6 empty] | 1
Temple SEGF Cogen Plant | 19G08 | Natural Gas | Internal Combustion | Operating | 1.6 | 1.6 | 188922.53 | 141.53 | 23.95 | 117.58 | 117.58 | 0 | 12.58 |  | 12239 | [6 empty] | 1
Temple SEGF Cogen Plant | 19G09 | Natural Gas | Internal Combustion | Operating | 1.6 | 1.6 | 188924.13 | 141.53 | 23.95 | 117.58 | 117.58 | 0 | 12.58 |  | 12239 | [6 empty] | 1
Temple SEGF Cogen Plant | 19G10 | Natural Gas | Internal Combustion | Operating | 1.6 | 1.6 | 188925.73 | 141.53 | 23.95 | 117.58 | 117.58 | 0 | 12.58 |  | 12239 | [6 empty] | 1
Hamilton, OH | 7 | Natural Gas | Steam Turbine | Mothballed | 25 | 25 | 188950.73 | 142.17 | 139.24 | 2.93 | 2.93 | 0 | 11.17 |  | 53276 |  |  |  | 0.153 | 0.029 | 120.44 | 0
Bryan (OH) | 1 | Natural Gas | Combustion Turbine | Operating | 12.5 | 12.5 | 188963.23 | 148.1 | 49.54 | 98.56 | 98.56 | 0 | 6.72 |  | 18445 |  |  |  | 0.059 | 0.002 | 119.31 | 0
Bryan (OH) | 2 | Natural Gas | Combustion Turbine | Operating | 12.5 | 12.5 | 188975.73 | 148.1 | 49.54 | 98.56 | 98.56 | 0 | 6.72 |  | 18445 |  |  |  | 0.059 | 0.002 | 119.31 | 0
Bryan (OH) | 6 | Natural Gas | Combustion Turbine | Operating | 4 | 4 | 188979.73 | 148.1 | 49.54 | 98.56 | 98.56 | 0 | 6.72 |  | 18445 |  |  |  | 0.059 | 0.002 | 119.31 | 0
General Electric Company | REGN | Petroleum Products | Internal Combustion | Operating | 4.3 | 4.3 | 188984.03 | 150.81 | 135.3 | 15.51 | 15.51 | 0 | 8.7 |  | 13672 | [6 empty] | 1
Easton | 10 | Petroleum Products | Internal Combustion | Operating | 3.5 | 3.5 | 188987.53 | 151.58 | 119.11 | 32.47 | 32.47 | 0 | 12.22 |  | 12036 | [6 empty] | 0
Easton | 101 | Petroleum Products | Internal Combustion | Operating | 1.5 | 1.5 | 188989.03 | 151.58 | 119.11 | 32.47 | 32.47 | 0 | 12.22 |  | 12036 | [6 empty] | 0
Easton | 102 | Petroleum Products | Internal Combustion | Operating | 1.5 | 1.5 | 188990.53 | 151.58 | 119.11 | 32.47 | 32.47 | 0 | 12.22 |  | 12036 | [6 empty] | 0
Easton | 11 | Petroleum Products | Internal Combustion | Operating | 3.6 | 3.6 | 188994.13 | 151.58 | 119.11 | 32.47 | 32.47 | 0 | 12.22 |  | 12036 | [6 empty] | 0
Easton | 12 | Petroleum Products | Internal Combustion | Operating | 4.1 | 4.1 | 188998.23 | 151.58 | 119.11 | 32.47 | 32.47 | 0 | 12.22 |  | 12036 | [6 empty] | 0
Easton | 13 | Petroleum Products | Internal Combustion | Operating | 5.6 | 5.6 | 189003.83 | 151.58 | 119.11 | 32.47 | 32.47 | 0 | 12.22 |  | 12036 | [6 empty] | 0
Easton | 14 | Petroleum Products | Internal Combustion | Operating | 5.6 | 5.6 | 189009.43 | 151.58 | 119.11 | 32.47 | 32.47 | 0 | 12.22 |  | 12036 | [6 empty] | 0
Easton | 7 | Petroleum Products | Internal Combustion | Operating | 2 | 2 | 189011.43 | 151.58 | 119.11 | 32.47 | 32.47 | 0 | 12.22 |  | 12036 | [6 empty] | 0
Easton | 8 | Petroleum Products | Internal Combustion | Operating | 2 | 2 | 189013.43 | 151.58 | 119.11 | 32.47 | 32.47 | 0 | 12.22 |  | 12036 | [6 empty] | 0
Easton | 9 | Petroleum Products | Internal Combustion | Operating | 2.5 | 2.5 | 189015.93 | 151.58 | 119.11 | 32.47 | 32.47 | 0 | 12.22 |  | 12036 | [6 empty] | 0
Easton 2 | 201 | Petroleum Products | Internal Combustion | Operating | 1.5 | 1.5 | 189017.43 | 154.86 | 119.32 | 35.54 | 35.54 | 0 | 12.62 |  | 12057 | [6 empty] | 0
Easton 2 | 202 | Petroleum Products | Internal Combustion | Operating | 1.5 | 1.5 | 189018.93 | 154.86 | 119.32 | 35.54 | 35.54 | 0 | 12.62 |  | 12057 | [6 empty] | 0
Easton 2 | 21 | Petroleum Products | Internal Combustion | Operating | 6.2 | 6.2 | 189025.13 | 154.86 | 119.32 | 35.54 | 35.54 | 0 | 12.62 |  | 12057 | [6 empty] | 0
Easton 2 | 22 | Petroleum Products | Internal Combustion | Operating | 6.2 | 6.2 | 189031.33 | 154.86 | 119.32 | 35.54 | 35.54 | 0 | 12.62 |  | 12057 | [6 empty] | 0
New Knoxville | 1 | Petroleum Products | Internal Combustion | Operating | 1 | 1 | 189032.33 | 155.55 | 148.44 | 7.11 | 7.11 | 0 | 1.33 |  | 15000 | [6 empty] | 0
Crisfield | CRIS | Petroleum Products | Internal Combustion | Operating | 2.6 | 2.6 | 189034.93 | 156.65 | 101.78 | 54.87 | 54.87 | 0 | 10.49 |  | 10285 | [6 empty] | 0
Crisfield | CRS2 | Petroleum Products | Internal Combustion | Operating | 2.6 | 2.6 | 189037.53 | 156.65 | 101.78 | 54.87 | 54.87 | 0 | 10.49 |  | 10285 | [6 empty] | 0
Crisfield | CRS3 | Petroleum Products | Internal Combustion | Operating | 2.6 | 2.6 | 189040.13 | 156.65 | 101.78 | 54.87 | 54.87 | 0 | 10.49 |  | 10285 | [6 empty] | 0
Crisfield | CRS4 | Petroleum Products | Internal Combustion | Operating | 2.6 | 2.6 | 189042.73 | 156.65 | 101.78 | 54.87 | 54.87 | 0 | 10.49 |  | 10285 | [6 empty] | 0
Moser | 1 | Petroleum Products | Combustion Turbine | Operating | 17 | 17 | 189059.73 | 157.02 | 132.71 | 24.32 | 24.32 | 0 | 5.46 |  | 13410 |  |  |  | 0.301 | 0.075 | 162.22 | 0
Moser | 2 | Petroleum Products | Combustion Turbine | Operating | 17 | 17 | 189076.73 | 157.02 | 132.71 | 24.32 | 24.32 | 0 | 5.46 |  | 13410 |  |  |  | 0.301 | 0.075 | 162.22 | 0
Moser | 3 | Petroleum Products | Combustion Turbine | Operating | 17 | 17 | 189093.73 | 157.02 | 132.71 | 24.32 | 24.32 | 0 | 5.46 |  | 13410 |  |  |  | 0.301 | 0.075 | 162.22 | 0
Bryan (OH) IC | 5 | Petroleum Products | Internal Combustion | Operating | 2.5 | 2.5 | 189096.23 | 158.84 | 151.74 | 7.11 | 7.11 | 0 | 0.62 |  | 15333 | [6 empty] | 0
Orrtanna | 1 | Petroleum Products | Combustion Turbine | Operating | 18 | 18 | 189114.23 | 160.48 | 156.67 | 3.81 | 3.81 | 0 | 4.97 |  | 15832 |  |  |  | 0.301 | 0.075 | 162.22 | 0
Eastern Correctional Institute IC | DG1 | Petroleum Products | Internal Combustion | Operating | 1 | 1 | 189115.23 | 161.38 | 102.2 | 59.18 | 59.18 | 0 | 4.52 |  | 10327 | [6 empty] | 1
Eastern Correctional Institute IC | DG2 | Petroleum Products | Internal Combustion | Operating | 1 | 1 | 189116.23 | 161.38 | 102.2 | 59.18 | 59.18 | 0 | 4.52 |  | 10327 | [6 empty] | 1
North Ninth Street | 1 | Petroleum Products | Internal Combustion | Operating | 0.6 | 0.6 | 189116.83 | 163.41 | 98.9 | 64.51 | 64.51 | 0 | 10.01 |  | 9994 | [6 empty] | 0
North Ninth Street | 4 | Petroleum Products | Internal Combustion | Operating | 0.7 | 0.7 | 189117.53 | 163.41 | 98.9 | 64.51 | 64.51 | 0 | 10.01 |  | 9994 | [6 empty] | 0
North Ninth Street | 8 | Petroleum Products | Internal Combustion | Operating | 0.5 | 0.5 | 189118.03 | 163.41 | 98.9 | 64.51 | 64.51 | 0 | 10.01 |  | 9994 | [6 empty] | 0
Tolna | 2 | Petroleum Products | Combustion Turbine | Operating | 18 | 18 | 189136.03 | 167.89 | 164.08 | 3.81 | 3.81 | 0 | 4.97 |  | 16581 |  |  |  | 0.6615 | 0.1009 | 162.22 | 0
Tolna | 1 | Petroleum Products | Combustion Turbine | Operating | 18 | 18 | 189154.03 | 172.18 | 168.38 | 3.81 | 3.81 | 0 | 4.97 |  | 17015 |  |  |  | 0.6589 | 0.101 | 162.22 | 0
Hunterstown | 1 | Petroleum Products | Combustion Turbine | Operating | 18 | 18 | 189172.03 | 178.02 | 174.22 | 3.81 | 3.81 | 0 | 4.97 |  | 17605 |  |  |  | 0.301 | 0.075 | 162.22 | 0
Hunterstown | 2 | Petroleum Products | Combustion Turbine | Operating | 17 | 17 | 189189.03 | 178.02 | 174.22 | 3.81 | 3.81 | 0 | 4.97 |  | 17605 |  |  |  | 0.301 | 0.075 | 162.22 | 0
Hunterstown | 3 | Petroleum Products | Combustion Turbine | Operating | 18 | 18 | 189207.03 | 178.02 | 174.22 | 3.81 | 3.81 | 0 | 4.97 |  | 17605 |  |  |  | 0.301 | 0.075 | 162.22 | 0
Hamilton | 1 | Petroleum Products | Combustion Turbine | Operating | 18 | 18 | 189225.03 | 178.72 | 174.91 | 3.81 | 3.81 | 0 | 4.97 |  | 17675 |  |  |  | 0.301 | 0.075 | 162.22 | 0
Bowling Green Generating Station | CT1 | Natural Gas | Combustion Turbine | Operating | 13 | 13 | 189238.03 | 179.74 | 44.19 | 135.55 | 135.55 | 0 | 4.06 |  | 16453 |  |  |  | 0.015 | 0.0006 | 117.9988 | 0
Bowling Green Generating Station | CT2 | Natural Gas | Combustion Turbine | Operating | 6 | 6 | 189244.03 | 179.74 | 44.19 | 135.55 | 135.55 | 0 | 4.06 |  | 16453 |  |  |  | 0.015 | 0.0006 | 117.9988 | 0
Sayreville CT | GT2 | Natural Gas | Combustion Turbine | Operating | 50 | 50 | 189294.03 | 182.49 | 84.95 | 97.54 | 97.54 | 0 | 3.71 | 358.34 | 26341 | 27767 | 1054 | 0.17 | 0.15 | 0.0278 | 123.9221 | 0
Sayreville CT | GT4 | Natural Gas | Combustion Turbine | Operating | 50 | 50 | 189344.03 | 182.51 | 84.97 | 97.54 | 97.54 | 0 | 3.71 | 352.52 | 26345 | 28725 | 1090 | 0.18 | 0.15 | 0.0275 | 123.8362 | 0
Sayreville CT | GT3 | Natural Gas | Combustion Turbine | Operating | 50 | 50 | 189394.03 | 186.57 | 89.03 | 97.54 | 97.54 | 0 | 3.71 | 357.22 | 27604 | 29985 | 1086 | 0.18 | 0.15 | 0.0117 | 120.4726 | 0
Mountain | 2 | Petroleum Products | Combustion Turbine | Operating | 18 | 18 | 189412.03 | 188.19 | 159.2 | 28.98 | 28.98 | 0 | 5.8 |  | 16088 |  |  |  | 0.6465 | 0.101 | 162.22 | 0
Mountain | 1 | Petroleum Products | Combustion Turbine | Operating | 18 | 18 | 189430.03 | 190.74 | 161.76 | 28.98 | 28.98 | 0 | 5.8 |  | 16346 |  |  |  | 0.6485 | 0.101 | 162.22 | 0
Hamilton, OH CT | GT2 | Natural Gas | Combustion Turbine | Operating | 12 | 12 | 189442.03 | 191.18 | 84.71 | 106.47 | 106.47 | 0 | 11.69 |  | 32414 |  |  |  | 0.059 | 0.002 | 119.31 | 1
Sayreville CT | GT1 | Petroleum Products | Combustion Turbine | Operating | 50 | 50 | 189492.03 | 193.18 | 95.64 | 97.54 | 97.54 | 0 | 3.71 | 560.08 | 29654 | 14982 | 505 | 0.08 | 0.15 | 0.0512 | 129.0679 | 0
Tasley | TAS | Petroleum Products | Combustion Turbine | Operating | 31 | 31 | 189523.03 | 193.76 | 154.05 | 39.7 | 39.7 | 0 | 6.44 |  | 15567 |  |  |  | 1.2 | 0.0213 | 162.22 | 0
Warren CT | 3 | Petroleum Products | Combustion Turbine | Operating | 46 | 46 | 189569.03 | 194.74 | 173.79 | 20.95 | 20.95 | 0 | 5.47 |  | 17561 |  |  |  | 0.7885 | 0.001 | 162.22 | 0
Edenton Generators | 1 | Petroleum Products | Internal Combustion | Operating | 1.2 | 1.2 | 189570.23 | 198.87 | 97.66 | 101.21 | 101.21 | 0 | 6.02 |  | 9869 | [6 empty] | 0
Edenton Generators | 2 | Petroleum Products | Internal Combustion | Operating | 1.2 | 1.2 | 189571.43 | 198.87 | 97.66 | 101.21 | 101.21 | 0 | 6.02 |  | 9869 | [6 empty] | 0
Dicks Creek | 1 | Natural Gas | Combustion Turbine | Operating | 92 | 92 | 189663.43 | 199.57 | 73.43 | 126.14 | 126.14 | 0 | 4.28 | 506.89 | 28096 | 35964 | 1280 | 0.13 | 0.7 | 0.0006 | 119.31 | 0
Dicks Creek | 3 | Natural Gas | Combustion Turbine | Operating | 14.2 | 14.2 | 189677.63 | 199.57 | 73.43 | 126.14 | 126.14 | 0 | 4.28 | 467.15 | 28096 | 6375 | 227 | 0.13 | 0.7 | 0.0006 | 119.31 | 0
Dicks Creek | 4 | Petroleum Products | Combustion Turbine | Operating | 15 | 15 | 189692.63 | 199.57 | 73.43 | 126.14 | 126.14 | 0 | 4.28 | 457.13 | 28096 | 6997 | 249 | 0.13 | 0.7 | 0.0006 | 162.22 | 0
Dicks Creek | 5 | Petroleum Products | Combustion Turbine | Operating | 15 | 15 | 189707.63 | 199.57 | 73.43 | 126.14 | 126.14 | 0 | 4.28 | 457.13 | 28096 | 6997 | 249 | 0.13 | 0.7 | 0.0006 | 162.22 | 0
Central Utility IC Plant at White Oak | G10 | Petroleum Products | Internal Combustion | Operating | 2.3 | 2.3 | 189709.93 | 199.85 | 114.86 | 85 | 85 | 0 | 12.86 |  | 11606 | [6 empty] | 1
Central Utility IC Plant at White Oak | G11 | Petroleum Products | Internal Combustion | Operating | 2.3 | 2.3 | 189712.23 | 199.85 | 114.86 | 85 | 85 | 0 | 12.86 |  | 11606 | [6 empty] | 1
Central Utility IC Plant at White Oak | G2 | Petroleum Products | Internal Combustion | Operating | 2.3 | 2.3 | 189714.53 | 199.85 | 114.86 | 85 | 85 | 0 | 12.86 |  | 11606 | [6 empty] | 1
Dover CT | 6 | Natural Gas | Combustion Turbine | Operating | 15.3 | 15.3 | 189729.83 | 199.91 | 33.81 | 166.1 | 166.1 | 0 | 7.8 |  | 19853 |  |  |  | 0.059 | 0.002 | 119.31 | 0
Delaware CT | 10 | Petroleum Products | Combustion Turbine | Operating | 13 | 13 | 189742.83 | 205.37 | 136.25 | 69.12 | 69.12 | 0 | 5.06 |  | 13768 |  |  |  | 0.301 | 0.075 | 162.22 | 0
Delaware CT | 11 | Petroleum Products | Combustion Turbine | Operating | 13 | 13 | 189755.83 | 205.37 | 136.25 | 69.12 | 69.12 | 0 | 5.06 |  | 13768 |  |  |  | 0.301 | 0.075 | 162.22 | 0
Delaware CT | 12 | Petroleum Products | Combustion Turbine | Operating | 13 | 13 | 189768.83 | 205.37 | 136.25 | 69.12 | 69.12 | 0 | 5.06 |  | 13768 |  |  |  | 0.301 | 0.075 | 162.22 | 0
Delaware CT | 9 | Petroleum Products | Combustion Turbine | Operating | 17 | 17 | 189785.83 | 205.37 | 136.25 | 69.12 | 69.12 | 0 | 5.06 |  | 13768 |  |  |  | 0.301 | 0.075 | 162.22 | 0
Croydon | 42 | Petroleum Products | Combustion Turbine | Operating | 49 | 49 | 189834.83 | 212.81 | 96.54 | 116.27 | 116.27 | 0 | 3.4 | 502.54 | 9725 | 5592 | 575 | 0.1 | 0.647 | 0.202 | 162.22 | 0
Vienna CT | 10 | Petroleum Products | Combustion Turbine | Operating | 14.3 | 14.3 | 189849.13 | 215.78 | 149.57 | 66.21 | 66.21 | 0 | 13.36 |  | 15114 |  |  |  | 0.301 | 0.075 | 162.22 | 0
Philadelphia Road | GT1 | Petroleum Products | Combustion Turbine | Operating | 15.3 | 15.3 | 189864.43 | 216.79 | 185.55 | 31.24 | 31.24 | 0 | 5.42 |  | 18750 |  |  |  | 0.301 | 0.075 | 162.22 | 0
Philadelphia Road | GT2 | Petroleum Products | Combustion Turbine | Operating | 16 | 16 | 189880.43 | 216.79 | 185.55 | 31.24 | 31.24 | 0 | 5.42 |  | 18750 |  |  |  | 0.301 | 0.075 | 162.22 | 0
Philadelphia Road | GT3 | Petroleum Products | Combustion Turbine | Operating | 14.8 | 14.8 | 189895.23 | 216.79 | 185.55 | 31.24 | 31.24 | 0 | 5.42 |  | 18750 |  |  |  | 0.301 | 0.075 | 162.22 | 0
Philadelphia Road | GT4 | Petroleum Products | Combustion Turbine | Operating | 14.8 | 14.8 | 189910.03 | 216.79 | 185.55 | 31.24 | 31.24 | 0 | 5.42 |  | 18750 |  |  |  | 0.301 | 0.075 | 162.22 | 0
Dover IC | 5 | Petroleum Products | Internal Combustion | Operating | 2.4 | 2.4 | 189912.43 | 218.03 | 101.2 | 116.83 | 116.83 | 0 | 0.62 |  | 10227 | [6 empty] | 0
Southwark | 3 | Petroleum Products | Combustion Turbine | Operating | 13 | 13 | 189925.43 | 225.49 | 143.71 | 81.78 | 81.78 | 0 | 5.2 |  | 14522 |  |  |  | 0.301 | 0.075 | 162.22 | 0
Southwark | 4 | Petroleum Products | Combustion Turbine | Operating | 13 | 13 | 189938.43 | 225.49 | 143.71 | 81.78 | 81.78 | 0 | 5.2 |  | 14522 |  |  |  | 0.301 | 0.075 | 162.22 | 0
Southwark | 5 | Petroleum Products | Combustion Turbine | Operating | 13 | 13 | 189951.43 | 225.49 | 143.71 | 81.78 | 81.78 | 0 | 5.2 |  | 14522 |  |  |  | 0.301 | 0.075 | 162.22 | 0
Southwark | 6 | Petroleum Products | Combustion Turbine | Operating | 13 | 13 | 189964.43 | 225.49 | 143.71 | 81.78 | 81.78 | 0 | 5.2 |  | 14522 |  |  |  | 0.301 | 0.075 | 162.22 | 0
Buxton | 1A | Petroleum Products | Internal Combustion | Operating | 1 | 1 | 189965.43 | 225.76 | 134.18 | 91.58 | 91.58 | 0 | 12.43 |  | 13559 | [6 empty] | 0
Buxton | 2A | Petroleum Products | Internal Combustion | Operating | 1 | 1 | 189966.43 | 225.76 | 134.18 | 91.58 | 91.58 | 0 | 12.43 |  | 13559 | [6 empty] | 0
Buxton | 3A | Petroleum Products | Internal Combustion | Operating | 1 | 1 | 189967.43 | 225.76 | 134.18 | 91.58 | 91.58 | 0 | 12.43 |  | 13559 | [6 empty] | 0
Buxton | 4A | Petroleum Products | Internal Combustion | Operating | 1 | 1 | 189968.43 | 225.76 | 134.18 | 91.58 | 91.58 | 0 | 12.43 |  | 13559 | [6 empty] | 0
Buxton | 5A | Petroleum Products | Internal Combustion | Operating | 1 | 1 | 189969.43 | 225.76 | 134.18 | 91.58 | 91.58 | 0 | 12.43 |  | 13559 | [6 empty] | 0
Salem Electric Department | 1 | Petroleum Products | Internal Combustion | Operating | 1.3 | 1.3 | 189970.73 | 230.18 | 101.29 | 128.89 | 128.89 | 0 | 9.4 |  | 10235 | [6 empty] | 0
Chester | 7 | Petroleum Products | Combustion Turbine | Operating | 13 | 13 | 189983.73 | 235.42 | 139.15 | 96.27 | 96.27 | 0 | 5.77 |  | 14061 |  |  |  | 0.301 | 0.075 | 162.22 | 0
Chester | 8 | Petroleum Products | Combustion Turbine | Operating | 13 | 13 | 189996.73 | 235.42 | 139.15 | 96.27 | 96.27 | 0 | 5.77 |  | 14061 |  |  |  | 0.301 | 0.075 | 162.22 | 0
Chester | 9 | Petroleum Products | Combustion Turbine | Operating | 13 | 13 | 190009.73 | 235.42 | 139.15 | 96.27 | 96.27 | 0 | 5.77 |  | 14061 |  |  |  | 0.301 | 0.075 | 162.22 | 0
Morgantown CT | 3 | Petroleum Products | Combustion Turbine | Operating | 48 | 48 | 190057.73 | 237.68 | 179.08 | 58.59 | 58.59 | 0 | 3.76 | 372.91 | 18065 | 24120 | 1335 | 0.26 | 0.542 | 0.303 | 162.0396 | 0
Morgantown CT | 4 | Petroleum Products | Combustion Turbine | Operating | 48 | 48 | 190105.73 | 237.68 | 179.08 | 58.59 | 58.59 | 0 | 3.76 | 372.91 | 18065 | 24120 | 1335 | 0.26 | 0.542 | 0.303 | 161.9819 | 0
Morgantown CT | 5 | Petroleum Products | Combustion Turbine | Operating | 48 | 48 | 190153.73 | 237.68 | 179.08 | 58.59 | 58.59 | 0 | 3.76 | 372.91 | 18065 | 24120 | 1335 | 0.26 | 0.542 | 0.303 | 161.9443 | 0
Morgantown CT | 6 | Petroleum Products | Combustion Turbine | Operating | 48 | 48 | 190201.73 | 237.68 | 179.08 | 58.59 | 58.59 | 0 | 3.76 | 372.91 | 18065 | 24120 | 1335 | 0.26 | 0.542 | 0.303 | 161.988 | 0
Morgantown CT | GT1 | Petroleum Products | Combustion Turbine | Operating | 13 | 13 | 190214.73 | 237.68 | 179.08 | 58.59 | 58.59 | 0 | 3.76 | 364.79 | 18065 | 6950 | 385 | 0.26 | 0.542 | 0.303 | 161.9864 | 0
Morgantown CT | GT2 | Petroleum Products | Combustion Turbine | Operating | 13 | 13 | 190227.73 | 237.68 | 179.08 | 58.59 | 58.59 | 0 | 3.76 | 364.79 | 18065 | 6950 | 385 | 0.26 | 0.542 | 0.303 | 161.9864 | 0
Falls | 1 | Petroleum Products | Combustion Turbine | Operating | 17 | 17 | 190244.73 | 238.12 | 136.68 | 101.44 | 101.44 | 0 | 5.46 |  | 13811 |  |  |  | 0.301 | 0.075 | 162.22 | 0
Falls | 2 | Petroleum Products | Combustion Turbine | Operating | 17 | 17 | 190261.73 | 238.12 | 136.68 | 101.44 | 101.44 | 0 | 5.46 |  | 13811 |  |  |  | 0.301 | 0.075 | 162.22 | 0
Falls | 3 | Petroleum Products | Combustion Turbine | Operating | 17 | 17 | 190278.73 | 238.12 | 136.68 | 101.44 | 101.44 | 0 | 5.46 |  | 13811 |  |  |  | 0.301 | 0.075 | 162.22 | 0
Sturgis City Diesel | 6 | Natural Gas | Internal Combustion | Operating | 6 | 6 | 190284.73 | 240.35 | 37.61 | 202.74 | 202.74 | 0 | 9.73 |  | 14018 | [6 empty] | 0
University of Notre Dame IC | GEN3 | Petroleum Products | Internal Combustion | Operating | 1 | 1 | 190285.73 | 245.4 | 73.54 | 171.86 | 171.86 | 0 | 7.84 |  | 7432 | [6 empty] | 1
University of Notre Dame IC | GEN4 | Petroleum Products | Internal Combustion | Operating | 1 | 1 | 190286.73 | 245.4 | 73.54 | 171.86 | 171.86 | 0 | 7.84 |  | 7432 | [6 empty] | 1
University of Notre Dame IC | GEN8 | Petroleum Products | Internal Combustion | Operating | 1.7 | 1.7 | 190288.43 | 245.4 | 73.54 | 171.86 | 171.86 | 0 | 7.84 |  | 7432 | [6 empty] | 1
University of Notre Dame IC | GEN9 | Petroleum Products | Internal Combustion | Operating | 1.7 | 1.7 | 190290.13 | 245.4 | 73.54 | 171.86 | 171.86 | 0 | 7.84 |  | 7432 | [6 empty] | 1
University of Notre Dame IC | GN10 | Petroleum Products | Internal Combustion | Operating | 1.7 | 1.7 | 190291.83 | 245.4 | 73.54 | 171.86 | 171.86 | 0 | 7.84 |  | 7432 | [6 empty] | 1
Collinwood | 3 | Natural Gas | Combustion Turbine | Operating | 16 | 16 | 190307.83 | 245.95 | 84.06 | 161.9 | 161.9 | 0 | 10.74 |  | 30420 |  |  |  | 0.059 | 0.002 | 119.31 | 0
Shawnee CT | 1 | Petroleum Products | Combustion Turbine | Operating | 17 | 17 | 190324.83 | 248.05 | 244.24 | 3.81 | 3.81 | 0 | 4.97 |  | 24681 |  |  |  | 0.301 | 0.075 | 162.22 | 0
Triton East and West Cogeneration | 1 | Natural Gas | Internal Combustion | Operating | 0.8 | 0.8 | 190325.63 | 253.76 | 16.26 | 237.5 | 237.5 | 0 | 10.54 |  | 6060 | [6 empty] | 1
Triton East and West Cogeneration | 2 | Natural Gas | Internal Combustion | Operating | 0.8 | 0.8 | 190326.43 | 253.76 | 16.26 | 237.5 | 237.5 | 0 | 10.54 |  | 6060 | [6 empty] | 1
Triton East and West Cogeneration | 3 | Natural Gas | Internal Combustion | Operating | 0.8 | 0.8 | 190327.23 | 253.76 | 16.26 | 237.5 | 237.5 | 0 | 10.54 |  | 6060 | [6 empty] | 1
Triton East and West Cogeneration | 4 | Natural Gas | Internal Combustion | Operating | 0.8 | 0.8 | 190328.03 | 253.76 | 16.26 | 237.5 | 237.5 | 0 | 10.54 |  | 6060 | [6 empty] | 1
Triton East and West Cogeneration | 5 | Natural Gas | Internal Combustion | Operating | 0.4 | 0.4 | 190328.43 | 253.77 | 16.27 | 237.5 | 237.5 | 0 | 10.54 |  | 6064 | [6 empty] | 1
Croydon | 32 | Petroleum Products | Combustion Turbine | Operating | 49 | 49 | 190377.43 | 254.41 | 138.13 | 116.27 | 116.27 | 0 | 3.4 | 456.51 | 13915 | 11471 | 824 | 0.15 | 0.647 | 0.202 | 162.22 | 0
Croydon | 12 | Petroleum Products | Combustion Turbine | Operating | 49 | 49 | 190426.43 | 254.67 | 138.39 | 116.27 | 116.27 | 0 | 3.4 | 435.78 | 13941 | 12824 | 920 | 0.16 | 0.647 | 0.202 | 162.22 | 0
Croydon | 22 | Petroleum Products | Combustion Turbine | Operating | 49 | 49 | 190475.43 | 258.8 | 142.52 | 116.27 | 116.27 | 0 | 3.4 | 518.55 | 14358 | 9209 | 641 | 0.11 | 0.647 | 0.202 | 162.22 | 0
Croydon | 11 | Petroleum Products | Combustion Turbine | Operating | 49 | 49 | 190524.43 | 259.57 | 143.29 | 116.27 | 116.27 | 0 | 3.4 | 639.67 | 14435 | 6327 | 438 | 0.08 | 0.647 | 0.202 | 162.22 | 0
Croydon | 21 | Petroleum Products | Combustion Turbine | Operating | 49 | 49 | 190573.43 | 259.83 | 143.55 | 116.27 | 116.27 | 0 | 3.4 | 450.09 | 14461 | 12662 | 876 | 0.16 | 0.647 | 0.202 | 162.22 | 0
Croydon | 31 | Petroleum Products | Combustion Turbine | Operating | 49 | 49 | 190622.43 | 263 | 146.73 | 116.27 | 116.27 | 0 | 3.4 | 536.93 | 14781 | 8990 | 608 | 0.11 | 0.647 | 0.202 | 162.22 | 0
St. Marys CT | 7 | Petroleum Products | Combustion Turbine | Operating | 12 | 12 | 190634.43 | 264.26 | 191.36 | 72.89 | 72.89 | 0 | 6.32 |  | 19338 |  |  |  | 0.301 | 0.075 | 162.22 | 0
Riverside Jet | GT7 | Petroleum Products | Combustion Turbine | Operating | 19 | 19 | 190653.43 | 264.41 | 194.85 | 69.56 | 69.56 | 0 | 7.89 | 478.91 | 19432 | 13585 | 699 | 0.42 | 0.048 | 0.015 | 162.27 | 0
Riverside Jet | GT8 | Petroleum Products | Combustion Turbine | Operating | 20 | 20 | 190673.43 | 264.41 | 194.85 | 69.56 | 69.56 | 0 | 7.89 | 478.91 | 19432 | 14300 | 736 | 0.42 | 0.048 | 0.015 | 162.27 | 0
Croydon | 41 | Petroleum Products | Combustion Turbine | Operating | 49 | 49 | 190722.43 | 264.48 | 148.21 | 116.27 | 116.27 | 0 | 3.4 | 646.33 | 14930 | 6514 | 436 | 0.08 | 0.647 | 0.202 | 162.22 | 0
Marcus Hook Cogeneration | GEN1 | Natural Gas | Combustion Turbine | Operating | 48 | 48 | 190770.43 | 265.27 | 11.55 | 253.72 | 253.72 | 0 | 4.86 |  | 5901 |  |  |  | 0.561 | 0.002 | 119.31 | 1
West Spring Street | 7 | Petroleum Products | Internal Combustion | Operating | 1.5 | 1.5 | 190771.93 | 265.53 | 95.15 | 170.38 | 170.38 | 0 | 5.52 |  | 9615 | [6 empty] | 0
Central Utility Plant Cincinnati (IC) | P005 | Petroleum Products | Internal Combustion | Operating | 1.9 | 1.9 | 190773.83 | 266.98 | 87.86 | 179.12 | 179.12 | 0 | 9.65 |  | 8878 | [6 empty] | 1
Hunterdon Cogeneration Facility | 1 | Natural Gas | Combustion Turbine | Operating | 4.1 | 4.1 | 190777.93 | 269.72 | 16 | 253.72 | 253.72 | 0 | 13.98 |  | 7079 |  |  |  | 0.059 | 0.002 | 119.31 | 1
J.M. Stuart IC | D1 | Petroleum Products | Internal Combustion | Operating | 2.2 | 2.2 | 190780.13 | 272.24 | 136.8 | 135.43 | 135.43 | 0 | 0 | 272.24 | 11535 | 453 | 39 | 0.2 |  |  |  | 0
J.M. Stuart IC | D2 | Petroleum Products | Internal Combustion | Operating | 2.2 | 2.2 | 190782.33 | 272.24 | 136.8 | 135.43 | 135.43 | 0 | 0 | 272.24 | 11535 | 453 | 39 | 0.2 |  |  |  | 0
J.M. Stuart IC | D3 | Petroleum Products | Internal Combustion | Operating | 2.2 | 2.2 | 190784.53 | 272.24 | 136.8 | 135.43 | 135.43 | 0 | 0 | 272.24 | 11535 | 453 | 39 | 0.2 |  |  |  | 0
J.M. Stuart IC | D4 | Petroleum Products | Internal Combustion | Operating | 2.2 | 2.2 | 190786.73 | 272.24 | 136.8 | 135.43 | 135.43 | 0 | 0 | 272.24 | 11535 | 453 | 39 | 0.2 |  |  |  | 0
Northwest Community Hospital | 1 | Natural Gas | Internal Combustion | Operating | 0.9 | 0.9 | 190787.63 | 272.49 | 30.53 | 241.95 | 241.95 | 0 | 10.62 |  | 11380 | [6 empty] | 1
Northwest Community Hospital | 2 | Natural Gas | Internal Combustion | Operating | 0.9 | 0.9 | 190788.53 | 272.49 | 30.53 | 241.95 | 241.95 | 0 | 10.62 |  | 11380 | [6 empty] | 1
Northwest Community Hospital | 3 | Natural Gas | Internal Combustion | Operating | 0.9 | 0.9 | 190789.43 | 272.49 | 30.53 | 241.95 | 241.95 | 0 | 10.62 |  | 11380 | [6 empty] | 1
Northwest Community Hospital | 4 | Natural Gas | Internal Combustion | Operating | 0.9 | 0.9 | 190790.33 | 272.49 | 30.53 | 241.95 | 241.95 | 0 | 10.62 |  | 11380 | [6 empty] | 1
Christiana | CH11 | Petroleum Products | Combustion Turbine | Operating | 25 | 25 | 190815.33 | 276.12 | 179.54 | 96.58 | 96.58 | 0 | 5.74 |  | 18143 |  |  |  | 0.6073 | 0.075 | 161.9475 | 0
Christiana | CH14 | Petroleum Products | Combustion Turbine | Operating | 25 | 25 | 190840.33 | 276.12 | 179.54 | 96.58 | 96.58 | 0 | 5.74 |  | 18143 |  |  |  | 0.6073 | 0.075 | 161.9475 | 0
West Station | 1 | Petroleum Products | Combustion Turbine | Operating | 24.4 | 24.4 | 190864.73 | 281.66 | 179.19 | 102.47 | 102.47 | 0 | 7.74 |  | 18107 |  |  |  | 0.3693 | 0.0022 | 161.9225 | 0
IIT Cogeneration Facility | GEN1 | Natural Gas | Combustion Turbine | Operating | 3.5 | 3.5 | 190868.23 | 281.67 | 27.95 | 253.72 | 253.72 | 0 | 13.23 |  | 10417 |  |  |  | 0.059 | 0.002 | 119.31 | 1
IIT Cogeneration Facility | GEN2 | Natural Gas | Combustion Turbine | Operating | 3.5 | 3.5 | 190871.73 | 281.67 | 27.95 | 253.72 | 253.72 | 0 | 13.23 |  | 10417 |  |  |  | 0.059 | 0.002 | 119.31 | 1
Hazleton Cogeneration | GEN4 | Natural Gas | Combustion Turbine | Operating | 29.1 | 29.1 | 190900.83 | 282.74 | 29.01 | 253.72 | 253.72 | 0 | 3.66 |  | 14826 |  |  |  | 0.1318 | 0.0097 | 126.791 | 1
C.P. Crane CT | GT1 | Petroleum Products | Combustion Turbine | Operating | 14 | 14 | 190914.83 | 282.75 | 180.12 | 102.63 | 102.63 | 0 | 13.98 | 549.4 | 18379 | 13490 | 734 | 0.6 | 0.301 | 0.075 | 162.22 | 0
Hazleton Cogeneration | GEN3 | Natural Gas | Combustion Turbine | Operating | 29.3 | 29.3 | 190944.13 | 283.47 | 29.75 | 253.72 | 253.72 | 0 | 3.66 |  | 15203 |  |  |  | 0.2053 | 0.0086 | 125.893 | 1
Hazleton Cogeneration | GEN2 | Natural Gas | Combustion Turbine | Operating | 28.3 | 28.3 | 190972.43 | 284.35 | 30.63 | 253.72 | 253.72 | 0 | 3.66 |  | 15652 |  |  |  | 0.1096 | 0.0091 | 126.0723 | 1
Belle Haven Diesel Generation Facility | BDG10 | Petroleum Products | Internal Combustion | Operating | 2 | 2 | 190974.43 | 284.74 | 109.03 | 175.71 | 175.71 | 0 | 11.33 |  | 9194 | [6 empty] | 0
Belle Haven Diesel Generation Facility | BDG9 | Petroleum Products | Internal Combustion | Operating | 2 | 2 | 190976.43 | 284.74 | 109.03 | 175.71 | 175.71 | 0 | 11.33 |  | 9194 | [6 empty] | 0
Onancock Diesel Generation Facility | ODG7 | Petroleum Products | Internal Combustion | Operating | 2 | 2 | 190978.43 | 287.63 | 109.03 | 178.6 | 178.6 | 0 | 11.33 |  | 9194 | [6 empty] | 0
Onancock Diesel Generation Facility | ODG8 | Petroleum Products | Internal Combustion | Operating | 2 | 2 | 190980.43 | 287.63 | 109.03 | 178.6 | 178.6 | 0 | 11.33 |  | 9194 | [6 empty] | 0
Covanta Plymouth (Montenay Montgomery) | TGI | Biomass | Steam Turbine | Operating | 28 | 28 | 191008.43 | 290.13 | 273.09 | 17.04 | 17.04 | 0 | 38.49 | 303.03 | 41430 | 3460620 | 83530 | 33.96 | 0.169 | 0.029 | 118.18 | 0
Hazleton Cogeneration | GEN1 | Natural Gas | Combustion Turbine | Operating | 58.9 | 58.9 | 191067.33 | 290.75 | 37.03 | 253.72 | 253.72 | 0 | 3.66 |  | 18922 |  |  |  | 0.3698 | 0.0163 | 50.7746 | 1
Mount Clinton CT | MC-1 | Petroleum Products | Combustion Turbine | Operating | 9 | 9 | 191076.33 | 297.34 | 157.69 | 139.65 | 139.65 | 0 | 7.27 |  | 15935 |  |  |  | 0.301 | 0.075 | 162.22 | 0
Fisk Street Jet | 311 | Petroleum Products | Combustion Turbine | Operating | 25.4 | 25.4 | 191101.73 | 298.41 | 160.95 | 137.46 | 137.46 | 0 | 3.81 | 592.93 | 16556 | 5439 | 329 | 0.11 | 1.2001 | 0.5001 | 161.9005 | 0
Fisk Street Jet | 312 | Petroleum Products | Combustion Turbine | Operating | 23.7 | 23.7 | 191125.43 | 298.41 | 160.95 | 137.46 | 137.46 | 0 | 3.81 | 594.09 | 16556 | 5055 | 305 | 0.11 | 1.2001 | 0.5001 | 161.9494 | 0
Fisk Street Jet | 321 | Petroleum Products | Combustion Turbine | Operating | 25.4 | 25.4 | 191150.83 | 298.41 | 160.95 | 137.46 | 137.46 | 0 | 3.81 | 592.93 | 16556 | 5439 | 329 | 0.11 | 1.2001 | 0.5001 | 161.9008 | 0
Fisk Street Jet | 322 | Petroleum Products | Combustion Turbine | Operating | 25.4 | 25.4 | 191176.23 | 298.41 | 160.95 | 137.46 | 137.46 | 0 | 3.81 | 592.93 | 16556 | 5439 | 329 | 0.11 | 1.2001 | 0.5001 | 161.9123 | 0
Fisk Street Jet | 331 | Petroleum Products | Combustion Turbine | Operating | 23.7 | 23.7 | 191199.93 | 298.41 | 160.95 | 137.46 | 137.46 | 0 | 3.81 | 594.09 | 16556 | 5055 | 305 | 0.11 | 1.2001 | 0.5002 | 161.9102 | 0
Fisk Street Jet | 332 | Petroleum Products | Combustion Turbine | Operating | 25.4 | 25.4 | 191225.33 | 298.41 | 160.95 | 137.46 | 137.46 | 0 | 3.81 | 592.93 | 16556 | 5439 | 329 | 0.11 | 1.2001 | 0.5001 | 161.9385 | 0
Fisk Street Jet | 341 | Petroleum Products | Combustion Turbine | Operating | 25.4 | 25.4 | 191250.73 | 298.41 | 160.95 | 137.46 | 137.46 | 0 | 3.81 | 592.93 | 16556 | 5439 | 329 | 0.11 | 1.2001 | 0.5001 | 161.9101 | 0
Fisk Street Jet | 342 | Petroleum Products | Combustion Turbine | Operating | 22.8 | 22.8 | 191273.53 | 298.41 | 160.95 | 137.46 | 137.46 | 0 | 3.81 | 593.12 | 16556 | 4879 | 295 | 0.11 | 1.1999 | 0.5001 | 162.0222 | 0
Tangier | 3 | Petroleum Products | Internal Combustion | Out of Service | 0.6 | 0.6 | 191274.13 | 299.34 | 98.59 | 200.75 | 200.75 | 0 | 6.32 |  | 9963 | [6 empty] | 0
Tangier | 4 | Petroleum Products | Internal Combustion | Out of Service | 0.8 | 0.8 | 191274.93 | 299.34 | 98.59 | 200.75 | 200.75 | 0 | 6.32 |  | 9962 | [6 empty] | 0
Tangier | 5 | Petroleum Products | Internal Combustion | Operating | 1.2 | 1.2 | 191276.13 | 299.34 | 98.59 | 200.75 | 200.75 | 0 | 6.32 |  | 9963 | [6 empty] | 0
Tangier | 6 | Petroleum Products | Internal Combustion | Operating | 1.2 | 1.2 | 191277.33 | 299.34 | 98.59 | 200.75 | 200.75 | 0 | 6.32 |  | 9963 | [6 empty] | 0
Pleasant Valley CT | PV-1 | Petroleum Products | Combustion Turbine | Operating | 9 | 9 | 191286.33 | 300.87 | 157.94 | 142.94 | 142.94 | 0 | 7.43 |  | 15960 |  |  |  | 0.301 | 0.075 | 162.22 | 0
Salem Street Department | 1 | Petroleum Products | Internal Combustion | Operating | 2 | 2 | 191288.33 | 303.42 | 97.02 | 206.4 | 206.4 | 0 | 10.17 |  | 9804 | [6 empty] | 0
Salem Water Plant | 1 | Petroleum Products | Internal Combustion | Operating | 2 | 2 | 191290.33 | 307.47 | 96.49 | 210.98 | 210.98 | 0 | 9.51 |  | 9750 | [6 empty] | 0
Montpelier | 1 | Petroleum Products | Internal Combustion | Operating | 0.9 | 0.9 | 191291.23 | 310.37 | 102.11 | 208.26 | 208.26 | 0 | 12.57 |  | 10318 | [6 empty] | 0
Montpelier | 2 | Petroleum Products | Internal Combustion | Operating | 0.9 | 0.9 | 191292.13 | 310.37 | 102.11 | 208.26 | 208.26 | 0 | 12.57 |  | 10318 | [6 empty] | 0
Montpelier | 3 | Petroleum Products | Internal Combustion | Operating | 0.9 | 0.9 | 191293.03 | 310.37 | 102.11 | 208.26 | 208.26 | 0 | 12.57 |  | 10318 | [6 empty] | 0
Montpelier | 4 | Petroleum Products | Internal Combustion | Operating | 0.9 | 0.9 | 191293.93 | 310.37 | 102.11 | 208.26 | 208.26 | 0 | 12.57 |  | 10318 | [6 empty] | 0
Montpelier | 5 | Petroleum Products | Internal Combustion | Operating | 0.9 | 0.9 | 191294.83 | 310.37 | 102.11 | 208.26 | 208.26 | 0 | 12.57 |  | 10318 | [6 empty] | 0
Montpelier | 6 | Petroleum Products | Internal Combustion | Operating | 0.9 | 0.9 | 191295.73 | 310.37 | 102.11 | 208.26 | 208.26 | 0 | 12.57 |  | 10318 | [6 empty] | 0
Bryan | 1 | Petroleum Products | Internal Combustion | Operating | 0.9 | 0.9 | 191296.63 | 312.94 | 101.32 | 211.62 | 211.62 | 0 | 12.51 |  | 10238 | [6 empty] | 0
Bryan | 2 | Petroleum Products | Internal Combustion | Operating | 0.9 | 0.9 | 191297.53 | 312.94 | 101.32 | 211.62 | 211.62 | 0 | 12.51 |  | 10238 | [6 empty] | 0
Bryan | 3 | Petroleum Products | Internal Combustion | Operating | 0.9 | 0.9 | 191298.43 | 312.94 | 101.32 | 211.62 | 211.62 | 0 | 12.51 |  | 10238 | [6 empty] | 0
Bryan | 4 | Petroleum Products | Internal Combustion | Operating | 0.9 | 0.9 | 191299.33 | 312.94 | 101.32 | 211.62 | 211.62 | 0 | 12.51 |  | 10238 | [6 empty] | 0
Bryan | 5 | Petroleum Products | Internal Combustion | Operating | 0.9 | 0.9 | 191300.23 | 312.94 | 101.32 | 211.62 | 211.62 | 0 | 12.51 |  | 10238 | [6 empty] | 0
Bryan | 6 | Petroleum Products | Internal Combustion | Operating | 0.9 | 0.9 | 191301.13 | 312.94 | 101.32 | 211.62 | 211.62 | 0 | 12.51 |  | 10238 | [6 empty] | 0
Jackson Center | 1 | Petroleum Products | Internal Combustion | Operating | 0.9 | 0.9 | 191302.03 | 312.95 | 100.88 | 212.07 | 212.07 | 0 | 7.59 |  | 10194 | [6 empty] | 0
Allentown | CTG1 | Petroleum Products | Combustion Turbine | Operating | 14 | 14 | 191316.03 | 319.09 | 159.98 | 159.11 | 159.11 | 0 | 5.53 |  | 16166 |  |  |  | 0.301 | 0.075 | 162.22 | 0
Allentown | CTG2 | Petroleum Products | Combustion Turbine | Operating | 14 | 14 | 191330.03 | 319.09 | 159.98 | 159.11 | 159.11 | 0 | 5.53 |  | 16166 |  |  |  | 0.301 | 0.075 | 162.22 | 0
Allentown | CTG3 | Petroleum Products | Combustion Turbine | Operating | 14 | 14 | 191344.03 | 319.09 | 159.98 | 159.11 | 159.11 | 0 | 5.53 |  | 16166 |  |  |  | 0.301 | 0.075 | 162.22 | 0
Allentown | CTG4 | Petroleum Products | Combustion Turbine | Operating | 14 | 14 | 191358.03 | 319.09 | 159.98 | 159.11 | 159.11 | 0 | 5.53 |  | 16166 |  |  |  | 0.301 | 0.075 | 162.22 | 0
Perdue Diesel Generation Facility | PDG5 | Petroleum Products | Internal Combustion | Operating | 2 | 2 | 191360.03 | 319.87 | 109.03 | 210.84 | 210.84 | 0 | 11.33 |  | 9210 | [6 empty] | 0
Perdue Diesel Generation Facility | PDG6 | Petroleum Products | Internal Combustion | Operating | 2 | 2 | 191362.03 | 319.87 | 109.03 | 210.84 | 210.84 | 0 | 11.33 |  | 9210 | [6 empty] | 0
Herbert A Wagner CT | GT1 | Petroleum Products | Combustion Turbine | Operating | 12.9 | 12.9 | 191374.93 | 325.57 | 172.9 | 152.67 | 152.67 | 0 | 13.98 | 698.19 | 17424 | 8433 | 484 | 0.43 | 0.301 | 0.075 | 162.22 | 0
Dover - AMP | 1 | Petroleum Products | Internal Combustion | Operating | 0.9 | 0.9 | 191375.83 | 329.07 | 102.22 | 226.84 | 226.84 | 0 | 12.51 |  | 10330 | [6 empty] | 0
Dover - AMP | 2 | Petroleum Products | Internal Combustion | Operating | 0.9 | 0.9 | 191376.73 | 329.07 | 102.22 | 226.84 | 226.84 | 0 | 12.51 |  | 10330 | [6 empty] | 0
Dover - AMP | 3 | Petroleum Products | Internal Combustion | Operating | 0.9 | 0.9 | 191377.63 | 329.07 | 102.22 | 226.84 | 226.84 | 0 | 12.51 |  | 10330 | [6 empty] | 0
Dover - AMP | 4 | Petroleum Products | Internal Combustion | Operating | 0.9 | 0.9 | 191378.53 | 329.07 | 102.22 | 226.84 | 226.84 | 0 | 12.51 |  | 10330 | [6 empty] | 0
Dover - AMP | 5 | Petroleum Products | Internal Combustion | Operating | 0.9 | 0.9 | 191379.43 | 329.07 | 102.22 | 226.84 | 226.84 | 0 | 12.51 |  | 10330 | [6 empty] | 0
Dover - AMP | 6 | Petroleum Products | Internal Combustion | Operating | 0.9 | 0.9 | 191380.33 | 329.07 | 102.22 | 226.84 | 226.84 | 0 | 12.51 |  | 10330 | [6 empty] | 0
Northern Neck | GT1 | Petroleum Products | Combustion Turbine | Operating | 12 | 12 | 191392.33 | 334.83 | 232.12 | 102.71 | 102.71 | 0 | 1.45 | 560.42 | 16289 | 1252 | 77 | 0.05 | 0.301 | 0.075 | 162.22 | 0
Northern Neck | GT2 | Petroleum Products | Combustion Turbine | Operating | 11 | 11 | 191403.33 | 334.83 | 232.12 | 102.71 | 102.71 | 0 | 1.45 | 553.78 | 16289 | 1183 | 73 | 0.05 | 0.301 | 0.075 | 162.22 | 0
Northern Neck | GT3 | Petroleum Products | Combustion Turbine | Operating | 12 | 12 | 191415.33 | 334.83 | 232.12 | 102.71 | 102.71 | 0 | 1.45 | 573.69 | 16289 | 1183 | 73 | 0.05 | 0.301 | 0.075 | 162.22 | 0
Northern Neck | GT4 | Petroleum Products | Combustion Turbine | Operating | 12 | 12 | 191427.33 | 334.83 | 232.12 | 102.71 | 102.71 | 0 | 1.45 | 560.42 | 16289 | 1252 | 77 | 0.05 | 0.301 | 0.075 | 162.22 | 0
Piqua CT | 11 | Petroleum Products | Combustion Turbine | Operating | 16.5 | 16.5 | 191443.83 | 338.11 | 169.91 | 168.2 | 168.2 | 0 | 8 | 861.32 | 18364 | 4632 | 252 | 0.17 | 0.301 | 0.075 | 162.22 | 0
Piqua CT | 8 | Petroleum Products | Combustion Turbine | Operating | 20 | 20 | 191463.83 | 338.11 | 169.91 | 168.2 | 168.2 | 0 | 8 | 861.32 | 18364 | 5615 | 306 | 0.17 | 0.301 | 0.075 | 162.22 | 0
Diesel Group 3 | 1 | Petroleum Products | Internal Combustion | Operating | 2 | 2 | 191465.83 | 341.41 | 91.55 | 249.86 | 249.86 | 0 | 11.33 |  | 9251 | [6 empty] | 0
North Anna Hydro | HC1 | Water | Hydro | Operating | 1 | 1 | 191466.83 | 341.41 | 0 | 341.41 | 341.41 | 0 | 14.6 | 345.07 |  |  | 3988 | 45.4 |  |  |  | 0
Frank M Tait IC | IC1 | Petroleum Products | Internal Combustion | Operating | 2.5 | 2.5 | 191469.33 | 344.28 | 132.79 | 211.48 | 211.48 | 0 | 0 | 344.28 | 10645 | 165 | 16 | 0.07 |  |  |  | 0
Frank M Tait IC | IC2 | Petroleum Products | Internal Combustion | Operating | 2.5 | 2.5 | 191471.83 | 344.28 | 132.79 | 211.48 | 211.48 | 0 | 0 | 344.28 | 10645 | 165 | 16 | 0.07 |  |  |  | 0
Frank M Tait IC | IC3 | Petroleum Products | Internal Combustion | Operating | 2.5 | 2.5 | 191474.33 | 344.28 | 132.79 | 211.48 | 211.48 | 0 | 0 | 344.28 | 10645 | 165 | 16 | 0.07 |  |  |  | 0
Frank M Tait IC | IC4 | Petroleum Products | Internal Combustion | Operating | 2.5 | 2.5 | 191476.83 | 344.28 | 132.79 | 211.48 | 211.48 | 0 | 0 | 344.28 | 10645 | 165 | 16 | 0.07 |  |  |  | 0
Arcanum IC | 1 | Petroleum Products | Internal Combustion | Operating | 0.9 | 0.9 | 191477.73 | 344.46 | 100.08 | 244.38 | 244.38 | 0 | 7.59 |  | 10113 | [6 empty] | 0
VMEA-1 Credit Gen. | V10 | Petroleum Products | Internal Combustion | Operating | 1.5 | 1.5 | 191479.23 | 345.75 | 98.58 | 247.17 | 247.17 | 0 | 12.14 |  | 9961 | [6 empty] | 0
VMEA-1 Credit Gen. | V3 | Petroleum Products | Internal Combustion | Operating | 1.5 | 1.5 | 191480.73 | 345.75 | 98.58 | 247.17 | 247.17 | 0 | 12.14 |  | 9961 | [6 empty] | 0
VMEA-1 Credit Gen. | V4 | Petroleum Products | Internal Combustion | Operating | 1.5 | 1.5 | 191482.23 | 345.75 | 98.58 | 247.17 | 247.17 | 0 | 12.14 |  | 9961 | [6 empty] | 0
VMEA-1 Credit Gen. | V5 | Petroleum Products | Internal Combustion | Operating | 1.5 | 1.5 | 191483.73 | 345.75 | 98.58 | 247.17 | 247.17 | 0 | 12.14 |  | 9961 | [6 empty] | 0
VMEA-1 Credit Gen. | V6 | Petroleum Products | Internal Combustion | Operating | 1.5 | 1.5 | 191485.23 | 345.75 | 98.58 | 247.17 | 247.17 | 0 | 12.14 |  | 9961 | [6 empty] | 0
VMEA-1 Credit Gen. | V7 | Petroleum Products | Internal Combustion | Operating | 1.5 | 1.5 | 191486.73 | 345.75 | 98.58 | 247.17 | 247.17 | 0 | 12.14 |  | 9961 | [6 empty] | 0
VMEA-1 Credit Gen. | V8 | Petroleum Products | Internal Combustion | Operating | 1.5 | 1.5 | 191488.23 | 345.75 | 98.58 | 247.17 | 247.17 | 0 | 12.14 |  | 9961 | [6 empty] | 0
VMEA-1 Credit Gen. | V9-1 | Petroleum Products | Internal Combustion | Operating | 1.8 | 1.8 | 191490.03 | 345.75 | 98.58 | 247.17 | 247.17 | 0 | 12.14 |  | 9961 | [6 empty] | 0
Cleveland | 1 | Petroleum Products | Internal Combustion | Operating | 0.9 | 0.9 | 191490.93 | 347.25 | 101.83 | 245.41 | 245.41 | 0 | 12.57 |  | 10290 | [6 empty] | 0
Cleveland | 2 | Petroleum Products | Internal Combustion | Operating | 0.9 | 0.9 | 191491.83 | 347.25 | 101.83 | 245.41 | 245.41 | 0 | 12.57 |  | 10290 | [6 empty] | 0
Cleveland | 3 | Petroleum Products | Internal Combustion | Operating | 0.9 | 0.9 | 191492.73 | 347.25 | 101.83 | 245.41 | 245.41 | 0 | 12.57 |  | 10290 | [6 empty] | 0
Cleveland | 4 | Petroleum Products | Internal Combustion | Operating | 0.9 | 0.9 | 191493.63 | 347.25 | 101.83 | 245.41 | 245.41 | 0 | 12.57 |  | 10290 | [6 empty] | 0
Cleveland | 5 | Petroleum Products | Internal Combustion | Operating | 0.9 | 0.9 | 191494.53 | 347.25 | 101.83 | 245.41 | 245.41 | 0 | 12.57 |  | 10290 | [6 empty] | 0
Cleveland | 6 | Petroleum Products | Internal Combustion | Operating | 0.9 | 0.9 | 191495.43 | 347.25 | 101.83 | 245.41 | 245.41 | 0 | 12.57 |  | 10290 | [6 empty] | 0
South Main Street IC | 1 | Natural Gas | Internal Combustion | Operating | 1.6 | 1.6 | 191497.03 | 355.86 | 74.93 | 280.93 | 280.93 | 0 | 9.95 |  | 27929 | [6 empty] | 0
South Main Street IC | 2 | Natural Gas | Internal Combustion | Operating | 2 | 2 | 191499.03 | 355.86 | 74.93 | 280.93 | 280.93 | 0 | 9.95 |  | 27929 | [6 empty] | 0
Shelby North | 1 | Petroleum Products | Internal Combustion | Operating | 0.9 | 0.9 | 191499.93 | 356.04 | 102.95 | 253.09 | 253.09 | 0 | 7.96 |  | 10403 | [6 empty] | 0
Winnetka IC | 8 | Petroleum Products | Internal Combustion | Operating | 2.6 | 2.6 | 191502.53 | 356.51 | 137.18 | 219.33 | 219.33 | 0 | 8.89 |  | 13862 | [6 empty] | 0
Winnetka IC | 9 | Petroleum Products | Internal Combustion | Operating | 2.6 | 2.6 | 191505.13 | 356.51 | 137.18 | 219.33 | 219.33 | 0 | 8.89 |  | 13862 | [6 empty] | 0
Diesel Group 2 | 1 | Petroleum Products | Internal Combustion | Operating | 2 | 2 | 191507.13 | 357.27 | 92.13 | 265.14 | 265.14 | 0 | 11.33 |  | 9310 | [6 empty] | 0
Diesel Group 3 | 2 | Petroleum Products | Internal Combustion | Operating | 2 | 2 | 191509.13 | 358.89 | 109.03 | 249.86 | 249.86 | 0 | 11.33 |  | 9251 | [6 empty] | 0
Boydton Plank Road Cogeneration | GEN1 | Petroleum Products | Internal Combustion | Operating | 0.3 | 0.3 | 191509.43 | 361.7 | 42.75 | 318.96 | 318.96 | 0 | 12.06 |  | 10023 | [6 empty] | 1
Boydton Plank Road Cogeneration | GEN10 | Petroleum Products | Internal Combustion | Operating | 0.3 | 0.3 | 191509.73 | 361.7 | 42.75 | 318.96 | 318.96 | 0 | 12.06 |  | 10023 | [6 empty] | 1
Boydton Plank Road Cogeneration | GEN11 | Petroleum Products | Internal Combustion | Operating | 0.3 | 0.3 | 191510.03 | 361.7 | 42.75 | 318.96 | 318.96 | 0 | 12.06 |  | 10023 | [6 empty] | 1
Boydton Plank Road Cogeneration | GEN12 | Petroleum Products | Internal Combustion | Operating | 0.3 | 0.3 | 191510.33 | 361.7 | 42.75 | 318.96 | 318.96 | 0 | 12.06 |  | 10023 | [6 empty] | 1
Boydton Plank Road Cogeneration | GEN13 | Petroleum Products | Internal Combustion | Operating | 0.3 | 0.3 | 191510.63 | 361.7 | 42.75 | 318.96 | 318.96 | 0 | 12.06 |  | 10023 | [6 empty] | 1
Boydton Plank Road Cogeneration | GEN14 | Petroleum Products | Internal Combustion | Operating | 0.3 | 0.3 | 191510.93 | 361.7 | 42.75 | 318.96 | 318.96 | 0 | 12.06 |  | 10023 | [6 empty] | 1
Boydton Plank Road Cogeneration | GEN15 | Petroleum Products | Internal Combustion | Operating | 0.3 | 0.3 | 191511.23 | 361.7 | 42.75 | 318.96 | 318.96 | 0 | 12.06 |  | 10023 | [6 empty] | 1
Boydton Plank Road Cogeneration | GEN16 | Petroleum Products | Internal Combustion | Operating | 0.3 | 0.3 | 191511.53 | 361.7 | 42.75 | 318.96 | 318.96 | 0 | 12.06 |  | 10023 | [6 empty] | 1
Boydton Plank Road Cogeneration | GEN17 | Petroleum Products | Internal Combustion | Operating | 0.3 | 0.3 | 191511.83 | 361.7 | 42.75 | 318.96 | 318.96 | 0 | 12.06 |  | 10023 | [6 empty] | 1
Boydton Plank Road Cogeneration | GEN18 | Petroleum Products | Internal Combustion | Operating | 0.3 | 0.3 | 191512.13 | 361.7 | 42.75 | 318.96 | 318.96 | 0 | 12.06 |  | 10023 | [6 empty] | 1
Boydton Plank Road Cogeneration | GEN19 | Petroleum Products | Internal Combustion | Operating | 0.3 | 0.3 | 191512.43 | 361.7 | 42.75 | 318.96 | 318.96 | 0 | 12.06 |  | 10023 | [6 empty] | 1
Boydton Plank Road Cogeneration | GEN2 | Petroleum Products | Internal Combustion | Operating | 0.3 | 0.3 | 191512.73 | 361.7 | 42.75 | 318.96 | 318.96 | 0 | 12.06 |  | 10023 | [6 empty] | 1
Boydton Plank Road Cogeneration | GEN20 | Petroleum Products | Internal Combustion | Operating | 0.3 | 0.3 | 191513.03 | 361.7 | 42.75 | 318.96 | 318.96 | 0 | 12.06 |  | 10023 | [6 empty] | 1
Boydton Plank Road Cogeneration | GEN21 | Petroleum Products | Internal Combustion | Operating | 0.3 | 0.3 | 191513.33 | 361.7 | 42.75 | 318.96 | 318.96 | 0 | 12.06 |  | 10023 | [6 empty] | 1
Boydton Plank Road Cogeneration | GEN22 | Petroleum Products | Internal Combustion | Operating | 0.3 | 0.3 | 191513.63 | 361.7 | 42.75 | 318.96 | 318.96 | 0 | 12.06 |  | 10023 | [6 empty] | 1
Boydton Plank Road Cogeneration | GEN23 | Petroleum Products | Internal Combustion | Operating | 0.3 | 0.3 | 191513.93 | 361.7 | 42.75 | 318.96 | 318.96 | 0 | 12.06 |  | 10023 | [6 empty] | 1
Boydton Plank Road Cogeneration | GEN24 | Petroleum Products | Internal Combustion | Operating | 0.3 | 0.3 | 191514.23 | 361.7 | 42.75 | 318.96 | 318.96 | 0 | 12.06 |  | 10023 | [6 empty] | 1
Boydton Plank Road Cogeneration | GEN25 | Petroleum Products | Internal Combustion | Operating | 0.3 | 0.3 | 191514.53 | 361.7 | 42.75 | 318.96 | 318.96 | 0 | 12.06 |  | 10023 | [6 empty] | 1
Boydton Plank Road Cogeneration | GEN26 | Petroleum Products | Internal Combustion | Operating | 0.3 | 0.3 | 191514.83 | 361.7 | 42.75 | 318.96 | 318.96 | 0 | 12.06 |  | 10023 | [6 empty] | 1
Boydton Plank Road Cogeneration | GEN27 | Petroleum Products | Internal Combustion | Operating | 0.3 | 0.3 | 191515.13 | 361.7 | 42.75 | 318.96 | 318.96 | 0 | 12.06 |  | 10023 | [6 empty] | 1
Boydton Plank Road Cogeneration | GEN28 | Petroleum Products | Internal Combustion | Operating | 0.3 | 0.3 | 191515.43 | 361.7 | 42.75 | 318.96 | 318.96 | 0 | 12.06 |  | 10023 | [6 empty] | 1
Boydton Plank Road Cogeneration | GEN29 | Petroleum Products | Internal Combustion | Operating | 0.3 | 0.3 | 191515.73 | 361.7 | 42.75 | 318.96 | 318.96 | 0 | 12.06 |  | 10023 | [6 empty] | 1
Boydton Plank Road Cogeneration | GEN3 | Petroleum Products | Internal Combustion | Operating | 0.3 | 0.3 | 191516.03 | 361.7 | 42.75 | 318.96 | 318.96 | 0 | 12.06 |  | 10023 | [6 empty] | 1
Boydton Plank Road Cogeneration | GEN30 | Petroleum Products | Internal Combustion | Operating | 0.3 | 0.3 | 191516.33 | 361.7 | 42.75 | 318.96 | 318.96 | 0 | 12.06 |  | 10023 | [6 empty] | 1
Boydton Plank Road Cogeneration | GEN31 | Petroleum Products | Internal Combustion | Operating | 0.3 | 0.3 | 191516.63 | 361.7 | 42.75 | 318.96 | 318.96 | 0 | 12.06 |  | 10023 | [6 empty] | 1
Boydton Plank Road Cogeneration | GEN32 | Petroleum Products | Internal Combustion | Operating | 0.3 | 0.3 | 191516.93 | 361.7 | 42.75 | 318.96 | 318.96 | 0 | 12.06 |  | 10023 | [6 empty] | 1
Boydton Plank Road Cogeneration | GEN33 | Petroleum Products | Internal Combustion | Operating | 0.3 | 0.3 | 191517.23 | 361.7 | 42.75 | 318.96 | 318.96 | 0 | 12.06 |  | 10023 | [6 empty] | 1
Boydton Plank Road Cogeneration | GEN34 | Petroleum Products | Internal Combustion | Operating | 0.3 | 0.3 | 191517.53 | 361.7 | 42.75 | 318.96 | 318.96 | 0 | 12.06 |  | 10023 | [6 empty] | 1
Boydton Plank Road Cogeneration | GEN4 | Petroleum Products | Internal Combustion | Operating | 0.3 | 0.3 | 191517.83 | 361.7 | 42.75 | 318.96 | 318.96 | 0 | 12.06 |  | 10023 | [6 empty] | 1
Boydton Plank Road Cogeneration | GEN5 | Petroleum Products | Internal Combustion | Operating | 0.3 | 0.3 | 191518.13 | 361.7 | 42.75 | 318.96 | 318.96 | 0 | 12.06 |  | 10023 | [6 empty] | 1
Boydton Plank Road Cogeneration | GEN6 | Petroleum Products | Internal Combustion | Operating | 0.3 | 0.3 | 191518.43 | 361.7 | 42.75 | 318.96 | 318.96 | 0 | 12.06 |  | 10023 | [6 empty] | 1
Boydton Plank Road Cogeneration | GEN7 | Petroleum Products | Internal Combustion | Operating | 0.3 | 0.3 | 191518.73 | 361.7 | 42.75 | 318.96 | 318.96 | 0 | 12.06 |  | 10023 | [6 empty] | 1
Boydton Plank Road Cogeneration | GEN8 | Petroleum Products | Internal Combustion | Operating | 0.3 | 0.3 | 191519.03 | 361.7 | 42.75 | 318.96 | 318.96 | 0 | 12.06 |  | 10023 | [6 empty] | 1
Boydton Plank Road Cogeneration | GEN9 | Petroleum Products | Internal Combustion | Operating | 0.3 | 0.3 | 191519.33 | 361.7 | 42.75 | 318.96 | 318.96 | 0 | 12.06 |  | 10023 | [6 empty] | 1
Napoleon IC | 4 | Petroleum Products | Internal Combustion | Operating | 0.9 | 0.9 | 191520.23 | 362.72 | 101.87 | 260.85 | 260.85 | 0 | 11.52 |  | 10294 | [6 empty] | 0
Napoleon IC | 5 | Petroleum Products | Internal Combustion | Operating | 0.9 | 0.9 | 191521.13 | 362.72 | 101.87 | 260.85 | 260.85 | 0 | 11.52 |  | 10294 | [6 empty] | 0
Napoleon IC | 6 | Petroleum Products | Internal Combustion | Operating | 0.9 | 0.9 | 191522.03 | 362.72 | 101.87 | 260.85 | 260.85 | 0 | 11.52 |  | 10294 | [6 empty] | 0
W.H. Sammis IC | A1 | Petroleum Products | Internal Combustion | Operating | 3 | 3 | 191525.03 | 370.28 | 124.45 | 245.83 | 245.83 | 0 | 11.04 | 3077.72 | 12509 | 153 | 12 | 0.05 |  |  |  | 0
W.H. Sammis IC | B1 | Petroleum Products | Internal Combustion | Operating | 3 | 3 | 191528.03 | 370.28 | 124.45 | 245.83 | 245.83 | 0 | 11.04 | 3077.72 | 12509 | 153 | 12 | 0.05 |  |  |  | 0
W.H. Sammis IC | B2 | Petroleum Products | Internal Combustion | Operating | 3 | 3 | 191531.03 | 370.28 | 124.45 | 245.83 | 245.83 | 0 | 11.04 | 3077.72 | 12509 | 153 | 12 | 0.05 |  |  |  | 0
W.H. Sammis IC | B3 | Petroleum Products | Internal Combustion | Operating | 2 | 2 | 191533.03 | 370.28 | 124.45 | 245.83 | 245.83 | 0 | 11.04 | 3077.72 | 12509 | 102 | 8 | 0.05 |  |  |  | 0
W.H. Sammis IC | B4 | Petroleum Products | Internal Combustion | Operating | 2 | 2 | 191535.03 | 370.28 | 124.45 | 245.83 | 245.83 | 0 | 11.04 | 3077.72 | 12509 | 102 | 8 | 0.05 |  |  |  | 0
Diesel Group 2 | 2 | Petroleum Products | Internal Combustion | Operating | 2 | 2 | 191537.03 | 374.17 | 109.03 | 265.14 | 265.14 | 0 | 11.33 |  | 9310 | [6 empty] | 0
Brunner Island IC | BID1 | Petroleum Products | Internal Combustion | Operating | 2.7 | 2.7 | 191539.73 | 378.25 | 102.74 | 275.51 | 275.51 | 0 | 6.76 | 928.3 | 10495 | 348 | 33 | 0.14 |  |  |  | 0
Brunner Island IC | BID2 | Petroleum Products | Internal Combustion | Operating | 2.7 | 2.7 | 191542.43 | 378.25 | 102.74 | 275.51 | 275.51 | 0 | 6.76 | 928.3 | 10495 | 348 | 33 | 0.14 |  |  |  | 0
Brunner Island IC | BID3 | Petroleum Products | Internal Combustion | Operating | 2 | 2 | 191544.43 | 378.25 | 102.74 | 275.51 | 275.51 | 0 | 6.76 | 928.3 | 10495 | 258 | 25 | 0.14 |  |  |  | 0
Salem CT | 3 | Petroleum Products | Combustion Turbine | Operating | 38.4 | 38.4 | 191582.83 | 379.23 | 125.51 | 253.72 | 253.72 | 0 | 6.69 |  | 52073 | 1958 | 0 | 0 | 1.2 | 0.303 | 162.3323 | 0
Seville | 1 | Petroleum Products | Internal Combustion | Operating | 0.9 | 0.9 | 191583.73 | 379.92 | 101.7 | 278.21 | 278.21 | 0 | 11.77 |  | 10277 | [6 empty] | 0
Seville | 2 | Petroleum Products | Internal Combustion | Operating | 0.9 | 0.9 | 191584.63 | 379.92 | 101.7 | 278.21 | 278.21 | 0 | 11.77 |  | 10277 | [6 empty] | 0
Seville | 3 | Petroleum Products | Internal Combustion | Operating | 0.9 | 0.9 | 191585.53 | 379.92 | 101.7 | 278.21 | 278.21 | 0 | 11.77 |  | 10277 | [6 empty] | 0
Sidney | 1 | Petroleum Products | Internal Combustion | Operating | 2.4 | 2.4 | 191587.93 | 383.27 | 104.43 | 278.84 | 278.84 | 0 | 0.42 | 430.16 | 10553 | 226 | 21 | 0.1 |  |  |  | 0
Sidney | 2 | Petroleum Products | Internal Combustion | Operating | 2.4 | 2.4 | 191590.33 | 383.27 | 104.43 | 278.84 | 278.84 | 0 | 0.42 | 430.16 | 10553 | 226 | 21 | 0.1 |  |  |  | 0
Sidney | 3 | Petroleum Products | Internal Combustion | Operating | 2.4 | 2.4 | 191592.73 | 383.27 | 104.43 | 278.84 | 278.84 | 0 | 0.42 | 430.16 | 10553 | 226 | 21 | 0.1 |  |  |  | 0
Sidney | 4 | Petroleum Products | Internal Combustion | Operating | 2.4 | 2.4 | 191595.13 | 383.27 | 104.43 | 278.84 | 278.84 | 0 | 0.42 | 430.16 | 10553 | 226 | 21 | 0.1 |  |  |  | 0
Sidney | 5 | Petroleum Products | Internal Combustion | Operating | 2.4 | 2.4 | 191597.53 | 383.27 | 104.43 | 278.84 | 278.84 | 0 | 0.42 | 430.16 | 10553 | 226 | 21 | 0.1 |  |  |  | 0
Harrisburg | CTG1 | Petroleum Products | Combustion Turbine | Operating | 14 | 14 | 191611.53 | 383.63 | 170.96 | 212.67 | 212.67 | 0 | 5.7 |  | 17276 |  |  |  | 0.301 | 0.075 | 162.22 | 0
Harrisburg | CTG2 | Petroleum Products | Combustion Turbine | Operating | 14 | 14 | 191625.53 | 383.63 | 170.96 | 212.67 | 212.67 | 0 | 5.7 |  | 17276 |  |  |  | 0.301 | 0.075 | 162.22 | 0
Harrisburg | CTG3 | Petroleum Products | Combustion Turbine | Operating | 14 | 14 | 191639.53 | 383.63 | 170.96 | 212.67 | 212.67 | 0 | 5.7 |  | 17276 |  |  |  | 0.301 | 0.075 | 162.22 | 0
Harrisburg | CTG4 | Petroleum Products | Combustion Turbine | Retired | 14 | 14 | 191653.53 | 383.63 | 170.96 | 212.67 | 212.67 | 0 | 5.7 |  | 17276 |  |  |  | 0.301 | 0.075 | 162.22 | 0
Monument | 1 | Petroleum Products | Internal Combustion | Operating | 2.4 | 2.4 | 191655.93 | 398.03 | 106.7 | 291.33 | 291.33 | 0 | 0.28 | 429.4 | 10782 | 233 | 22 | 0.1 |  |  |  | 0
Monument | 2 | Petroleum Products | Internal Combustion | Operating | 2.4 | 2.4 | 191658.33 | 398.03 | 106.7 | 291.33 | 291.33 | 0 | 0.28 | 429.4 | 10782 | 233 | 22 | 0.1 |  |  |  | 0
Monument | 3 | Petroleum Products | Internal Combustion | Operating | 2.4 | 2.4 | 191660.73 | 398.03 | 106.7 | 291.33 | 291.33 | 0 | 0.28 | 429.4 | 10782 | 233 | 22 | 0.1 |  |  |  | 0
Monument | 4 | Petroleum Products | Internal Combustion | Operating | 2.4 | 2.4 | 191663.13 | 398.03 | 106.7 | 291.33 | 291.33 | 0 | 0.28 | 429.4 | 10782 | 233 | 22 | 0.1 |  |  |  | 0
Monument | 5 | Petroleum Products | Internal Combustion | Operating | 2.4 | 2.4 | 191665.53 | 398.03 | 106.7 | 291.33 | 291.33 | 0 | 0.28 | 429.4 | 10782 | 233 | 22 | 0.1 |  |  |  | 0
Versailles | 1 | Petroleum Products | Internal Combustion | Operating | 0.9 | 0.9 | 191666.43 | 398.21 | 101.6 | 296.61 | 296.61 | 0 | 11.52 |  | 10267 | [6 empty] | 0
Versailles | 2 | Petroleum Products | Internal Combustion | Operating | 0.9 | 0.9 | 191667.33 | 398.21 | 101.6 | 296.61 | 296.61 | 0 | 11.52 |  | 10267 | [6 empty] | 0
Versailles | 3 | Petroleum Products | Internal Combustion | Operating | 0.9 | 0.9 | 191668.23 | 398.21 | 101.6 | 296.61 | 296.61 | 0 | 11.52 |  | 10267 | [6 empty] | 0
Genoa Diesel Generating Station | 1 | Petroleum Products | Internal Combustion | Operating | 2 | 2 | 191670.23 | 400.53 | 102.65 | 297.87 | 297.87 | 0 | 12.28 |  | 10373 | [6 empty] | 0
Genoa Diesel Generating Station | 2 | Petroleum Products | Internal Combustion | Operating | 2 | 2 | 191672.23 | 400.53 | 102.65 | 297.87 | 297.87 | 0 | 12.28 |  | 10373 | [6 empty] | 0
Genoa Diesel Generating Station | 3 | Petroleum Products | Internal Combustion | Operating | 2 | 2 | 191674.23 | 400.53 | 102.65 | 297.87 | 297.87 | 0 | 12.28 |  | 10373 | [6 empty] | 0
West Shore | CTG1 | Petroleum Products | Combustion Turbine | Operating | 14 | 14 | 191688.23 | 402.05 | 148.33 | 253.72 | 253.72 | 0 | 7.74 |  | 14989 |  |  |  | 0.301 | 0.075 | 162.22 | 0
West Shore | CTG2 | Petroleum Products | Combustion Turbine | Operating | 14 | 14 | 191702.23 | 402.05 | 148.33 | 253.72 | 253.72 | 0 | 7.74 |  | 14989 |  |  |  | 0.301 | 0.075 | 162.22 | 0
Fishbach | UNT1 | Petroleum Products | Combustion Turbine | Operating | 14 | 14 | 191716.23 | 402.74 | 149.01 | 253.72 | 253.72 | 0 | 7.1 |  | 15058 |  |  |  | 0.301 | 0.075 | 162.22 | 0
Fishbach | UNT2 | Petroleum Products | Combustion Turbine | Operating | 14 | 14 | 191730.23 | 402.74 | 149.01 | 253.72 | 253.72 | 0 | 7.1 |  | 15058 |  |  |  | 0.301 | 0.075 | 162.22 | 0
Galion IC | 1 | Petroleum Products | Internal Combustion | Operating | 0.9 | 0.9 | 191731.13 | 404.25 | 102.29 | 301.96 | 301.96 | 0 | 11.77 |  | 10337 | [6 empty] | 0
Galion IC | 2 | Petroleum Products | Internal Combustion | Operating | 0.9 | 0.9 | 191732.03 | 404.25 | 102.29 | 301.96 | 301.96 | 0 | 11.77 |  | 10337 | [6 empty] | 0
Galion IC | 3 | Petroleum Products | Internal Combustion | Operating | 0.9 | 0.9 | 191732.93 | 404.25 | 102.29 | 301.96 | 301.96 | 0 | 11.77 |  | 10337 | [6 empty] | 0
Conemaugh IC | A | Petroleum Products | Internal Combustion | Operating | 2.8 | 2.8 | 191735.73 | 407.65 | 122.49 | 285.16 | 285.16 | 0 | 10.08 | 2321.91 | 12373 | 183 | 15 | 0.06 |  |  |  | 0
Conemaugh IC | B | Petroleum Products | Internal Combustion | Operating | 2.8 | 2.8 | 191738.53 | 407.65 | 122.49 | 285.16 | 285.16 | 0 | 10.08 | 2321.91 | 12373 | 183 | 15 | 0.06 |  |  |  | 0
Conemaugh IC | C | Petroleum Products | Internal Combustion | Operating | 2.8 | 2.8 | 191741.33 | 407.65 | 122.49 | 285.16 | 285.16 | 0 | 10.08 | 2321.91 | 12373 | 183 | 15 | 0.06 |  |  |  | 0
Conemaugh IC | D | Petroleum Products | Internal Combustion | Operating | 2.8 | 2.8 | 191744.13 | 407.65 | 122.49 | 285.16 | 285.16 | 0 | 10.08 | 2321.91 | 12373 | 183 | 15 | 0.06 |  |  |  | 0
Low Moor | GT1 | Petroleum Products | Combustion Turbine | Operating | 12 | 12 | 191756.13 | 408.72 | 331.5 | 77.23 | 77.23 | 0 | 2.44 | 1040.05 | 16603 | 769 | 46 | 0.03 | 0.301 | 0.075 | 162.22 | 0
Low Moor | GT2 | Petroleum Products | Combustion Turbine | Operating | 12 | 12 | 191768.13 | 408.72 | 331.5 | 77.23 | 77.23 | 0 | 2.44 | 1079.51 | 16603 | 723 | 44 | 0.03 | 0.301 | 0.075 | 162.22 | 0
Low Moor | GT3 | Petroleum Products | Combustion Turbine | Operating | 12 | 12 | 191780.13 | 408.72 | 331.5 | 77.23 | 77.23 | 0 | 2.44 | 1124.23 | 16603 | 678 | 41 | 0.03 | 0.301 | 0.075 | 162.22 | 0
Low Moor | GT4 | Petroleum Products | Combustion Turbine | Operating | 12 | 12 | 191792.13 | 408.72 | 331.5 | 77.23 | 77.23 | 0 | 2.44 | 1040.05 | 16603 | 769 | 46 | 0.03 | 0.301 | 0.075 | 162.22 | 0
Eddystone CT | 10 | Petroleum Products | Combustion Turbine | Operating | 13 | 13 | 191805.13 | 410.21 | 156.49 | 253.72 | 253.72 | 0 | 5.7 | 1376.42 | 15889 | 1219 | 77 | 0.05 | 0.301 | 0.075 | 162.22 | 0
Eddystone CT | 20 | Petroleum Products | Combustion Turbine | Operating | 13 | 13 | 191818.13 | 410.21 | 156.49 | 253.72 | 253.72 | 0 | 5.7 | 1376.42 | 15889 | 1219 | 77 | 0.05 | 0.301 | 0.075 | 162.22 | 0
Eddystone CT | 30 | Petroleum Products | Combustion Turbine | Operating | 17 | 17 | 191835.13 | 410.21 | 156.49 | 253.72 | 253.72 | 0 | 5.7 | 1547.36 | 15889 | 1355 | 85 | 0.05 | 0.301 | 0.075 | 162.22 | 0
Eddystone CT | 40 | Petroleum Products | Combustion Turbine | Operating | 17 | 17 | 191852.13 | 410.21 | 156.49 | 253.72 | 253.72 | 0 | 5.7 | 1547.36 | 15889 | 1355 | 85 | 0.05 | 0.301 | 0.075 | 162.22 | 0
Lock Haven | CTG | Petroleum Products | Combustion Turbine | Operating | 14 | 14 | 191866.13 | 410.96 | 157.24 | 253.72 | 253.72 | 0 | 12.68 |  | 15889 |  |  |  | 0.301 | 0.075 | 162.22 | 0
Chesapeake CT | 6 | Petroleum Products | Combustion Turbine | Operating | 12 | 12 | 191878.13 | 412.22 | 74.33 | 337.89 | 337.89 | 0 | 3.67 | 1830.37 | 20896 | 649 | 31 | 0.02 | 0.301 | 0.075 | 162.22 | 0
Chesapeake CT | GT1 | Petroleum Products | Combustion Turbine | Operating | 15 | 15 | 191893.13 | 412.22 | 74.33 | 337.89 | 337.89 | 0 | 3.67 | 1830.37 | 20896 | 812 | 39 | 0.02 | 0.301 | 0.075 | 162.22 | 0
Chesapeake CT | GT2 | Petroleum Products | Combustion Turbine | Operating | 12 | 12 | 191905.13 | 412.22 | 74.33 | 337.89 | 337.89 | 0 | 3.67 | 1746.95 | 20896 | 690 | 33 | 0.02 | 0.301 | 0.075 | 162.22 | 0
Chesapeake CT | GT4 | Petroleum Products | Combustion Turbine | Operating | 12 | 12 | 191917.13 | 412.22 | 74.33 | 337.89 | 337.89 | 0 | 3.67 | 1830.37 | 20896 | 649 | 31 | 0.02 | 0.301 | 0.075 | 162.22 | 0
Portland CT | 3 | Petroleum Products | Combustion Turbine | Operating | 13 | 13 | 191930.13 | 412.25 | 238.21 | 174.05 | 174.05 | 0 | 4.11 | 822.86 | 24549 | 3198 | 130 | 0.09 | 0.2746 | 0.0206 | 162.2875 | 0
Portland CT | 4 | Petroleum Products | Combustion Turbine | Operating | 17 | 17 | 191947.13 | 412.25 | 238.21 | 174.05 | 174.05 | 0 | 4.11 | 841.81 | 24549 | 3997 | 163 | 0.09 | 0.2746 | 0.0206 | 162.2875 | 0
Portland CT | 5 | Petroleum Products | Combustion Turbine | Operating | 134 | 134 | 192081.13 | 412.25 | 238.21 | 174.05 | 174.05 | 0 | 4.11 | 849.15 | 24549 | 30979 | 1262 | 0.09 | 0.2746 | 0.0206 | 162.2875 | 0
Godwin Drive | C10 | Petroleum Products | Internal Combustion | Operating | 1.5 | 1.5 | 192082.63 | 415.01 | 101.06 | 313.94 | 313.94 | 0 | 10.72 |  | 10213 | [6 empty] | 0
Godwin Drive | C7 | Petroleum Products | Internal Combustion | Operating | 1.5 | 1.5 | 192084.13 | 415.01 | 101.06 | 313.94 | 313.94 | 0 | 10.72 |  | 10213 | [6 empty] | 0
Godwin Drive | C8 | Petroleum Products | Internal Combustion | Operating | 1.5 | 1.5 | 192085.63 | 415.01 | 101.06 | 313.94 | 313.94 | 0 | 10.72 |  | 10213 | [6 empty] | 0
Godwin Drive | C9 | Petroleum Products | Internal Combustion | Operating | 1.5 | 1.5 | 192087.13 | 415.01 | 101.06 | 313.94 | 313.94 | 0 | 10.72 |  | 10213 | [6 empty] | 0
Downtown | 1 | Petroleum Products | Internal Combustion | Operating | 1.6 | 1.6 | 192088.73 | 415.14 | 86.99 | 328.15 | 328.15 | 0 | 8.72 |  | 8790 | [6 empty] | 0
Downtown | 2 | Petroleum Products | Internal Combustion | Operating | 1.6 | 1.6 | 192090.33 | 415.14 | 86.99 | 328.15 | 328.15 | 0 | 8.72 |  | 8790 | [6 empty] | 0
Waukegan Jet | 312 | Petroleum Products | Combustion Turbine | Operating | 28.5 | 28.5 | 192118.83 | 415.87 | 162.15 | 253.72 | 253.72 | 0 | 4.43 | 4298.02 | 16684 | 543 | 33 | 0.01 | 1.1999 | 0.5 | 162.1545 | 0
Schuylkill CT | 10 | Petroleum Products | Combustion Turbine | Operating | 13 | 13 | 192131.83 | 417.27 | 163.54 | 253.72 | 253.72 | 0 | 8.13 | 3431.35 | 16473 | 577 | 35 | 0.02 | 0.301 | 0.075 | 162.22 | 0
Schuylkill CT | 11 | Petroleum Products | Combustion Turbine | Operating | 17 | 17 | 192148.83 | 417.27 | 163.54 | 253.72 | 253.72 | 0 | 8.13 | 3964.61 | 16473 | 642 | 39 | 0.02 | 0.301 | 0.075 | 162.22 | 0
Jenkins | CTG1 | Petroleum Products | Combustion Turbine | Operating | 14 | 14 | 192162.83 | 421.57 | 167.84 | 253.72 | 253.72 | 0 | 7.74 |  | 16961 |  |  |  | 0.301 | 0.075 | 162.22 | 0
Jenkins | CTG2 | Petroleum Products | Combustion Turbine | Operating | 14 | 14 | 192176.83 | 421.57 | 167.84 | 253.72 | 253.72 | 0 | 7.74 |  | 16961 |  |  |  | 0.301 | 0.075 | 162.22 | 0
Waukegan Jet | 321 | Petroleum Products | Combustion Turbine | Operating | 28 | 28 | 192204.83 | 422.25 | 168.53 | 253.72 | 253.72 | 0 | 4.43 | 4236.29 | 17340 | 564 | 33 | 0.01 | 1.2 | 0.5001 | 162.051 | 0
Williamsport | CTG1 | Petroleum Products | Combustion Turbine | Operating | 13.7 | 13.7 | 192218.53 | 424.92 | 171.2 | 253.72 | 253.72 | 0 | 8.31 |  | 17300 |  |  |  | 0.301 | 0.075 | 162.22 | 0
Williamsport | CTG2 | Petroleum Products | Combustion Turbine | Operating | 13.7 | 13.7 | 192232.23 | 424.92 | 171.2 | 253.72 | 253.72 | 0 | 8.31 |  | 17300 |  |  |  | 0.301 | 0.075 | 162.22 | 0
Keystone IC | 3 | Petroleum Products | Internal Combustion | Operating | 2.8 | 2.8 | 192235.03 | 429.04 | 172.85 | 256.19 | 256.19 | 0 | 9.85 | 1919.59 | 17649 | 327 | 19 | 0.08 |  |  |  | 0
Keystone IC | 4 | Petroleum Products | Internal Combustion | Operating | 2.8 | 2.8 | 192237.83 | 429.04 | 172.85 | 256.19 | 256.19 | 0 | 9.85 | 1919.59 | 17649 | 327 | 19 | 0.08 |  |  |  | 0
Keystone IC | 5 | Petroleum Products | Internal Combustion | Operating | 2.8 | 2.8 | 192240.63 | 429.04 | 172.85 | 256.19 | 256.19 | 0 | 9.85 | 1919.59 | 17649 | 327 | 19 | 0.08 |  |  |  | 0
Keystone IC | 6 | Petroleum Products | Internal Combustion | Operating | 2.8 | 2.8 | 192243.43 | 429.04 | 172.85 | 256.19 | 256.19 | 0 | 9.85 | 1919.59 | 17649 | 327 | 19 | 0.08 |  |  |  | 0
Harwood | CTG1 | Petroleum Products | Combustion Turbine | Operating | 13.5 | 13.5 | 192256.93 | 431.2 | 177.48 | 253.72 | 253.72 | 0 | 8.11 |  | 17935 |  |  |  | 0.301 | 0.075 | 162.22 | 0
Harwood | CTG2 | Petroleum Products | Combustion Turbine | Operating | 13.5 | 13.5 | 192270.43 | 431.2 | 177.48 | 253.72 | 253.72 | 0 | 8.11 |  | 17935 |  |  |  | 0.301 | 0.075 | 162.22 | 0
Orrville IC | 1 | Petroleum Products | Internal Combustion | Operating | 0.9 | 0.9 | 192271.33 | 431.46 | 101.8 | 329.65 | 329.65 | 0 | 11.52 |  | 10287 | [6 empty] | 0
Orrville IC | 2 | Petroleum Products | Internal Combustion | Operating | 0.9 | 0.9 | 192272.23 | 431.46 | 101.8 | 329.65 | 329.65 | 0 | 11.52 |  | 10287 | [6 empty] | 0
Orrville IC | 3 | Petroleum Products | Internal Combustion | Operating | 0.9 | 0.9 | 192273.13 | 431.46 | 101.8 | 329.65 | 329.65 | 0 | 11.52 |  | 10287 | [6 empty] | 0
Killen CT | GT1 | Petroleum Products | Combustion Turbine | Operating | 18 | 18 | 192291.13 | 431.48 | 192.64 | 238.84 | 238.84 | 0 | 0.69 | 502.57 | 17914 | 3117 | 174 | 0.08 | 0.301 | 0.075 | 162.22 | 0
Dominion/Lo-Mar Gen | DOM2 | Petroleum Products | Internal Combustion | Operating | 1.7 | 1.7 | 192292.83 | 431.71 | 92.43 | 339.29 | 339.29 | 0 | 11.73 |  | 9340 | [6 empty] | 0
Dominion/Lo-Mar Gen | LOM1 | Petroleum Products | Internal Combustion | Operating | 1.7 | 1.7 | 192294.53 | 431.71 | 92.43 | 339.29 | 339.29 | 0 | 11.73 |  | 9340 | [6 empty] | 0
Dominion/Lo-Mar Gen | LOM2 | Petroleum Products | Internal Combustion | Operating | 1.7 | 1.7 | 192296.23 | 431.71 | 92.43 | 339.29 | 339.29 | 0 | 11.73 |  | 9340 | [6 empty] | 0
Dominion/Lo-Mar Gen | LOM3 | Petroleum Products | Internal Combustion | Operating | 1.7 | 1.7 | 192297.93 | 431.71 | 92.43 | 339.29 | 339.29 | 0 | 11.73 |  | 9340 | [6 empty] | 0
Edgerton | 1 | Petroleum Products | Internal Combustion | Operating | 0.9 | 0.9 | 192298.83 | 437.66 | 101.55 | 336.11 | 336.11 | 0 | 10.72 |  | 10262 | [6 empty] | 0
Edgerton | 2 | Petroleum Products | Internal Combustion | Operating | 0.9 | 0.9 | 192299.73 | 437.66 | 101.55 | 336.11 | 336.11 | 0 | 10.72 |  | 10262 | [6 empty] | 0
Waukegan Jet | 322 | Petroleum Products | Combustion Turbine | Operating | 26.7 | 26.7 | 192326.43 | 437.93 | 184.21 | 253.72 | 253.72 | 0 | 4.43 | 4324.28 | 18953 | 577 | 30 | 0.01 | 1.2 | 0.5001 | 162.1767 | 0
Mount Clinton | D-2 | Petroleum Products | Internal Combustion | Operating | 2 | 2 | 192328.43 | 446.71 | 102.9 | 343.8 | 343.8 | 0 | 12.63 |  | 10398 | [6 empty] | 0
Mount Clinton | D-3 | Petroleum Products | Internal Combustion | Operating | 2 | 2 | 192330.43 | 446.71 | 102.9 | 343.8 | 343.8 | 0 | 12.63 |  | 10398 | [6 empty] | 0
Mount Clinton | D-5 | Petroleum Products | Internal Combustion | Operating | 2 | 2 | 192332.43 | 446.71 | 102.9 | 343.8 | 343.8 | 0 | 12.63 |  | 10398 | [6 empty] | 0
Mount Clinton | D-7 | Petroleum Products | Internal Combustion | Operating | 2 | 2 | 192334.43 | 446.71 | 102.9 | 343.8 | 343.8 | 0 | 12.63 |  | 10398 | [6 empty] | 0
Mount Clinton | D-8 | Petroleum Products | Internal Combustion | Operating | 2 | 2 | 192336.43 | 446.71 | 102.9 | 343.8 | 343.8 | 0 | 12.63 |  | 10398 | [6 empty] | 0
VMEA | V1 | Petroleum Products | Internal Combustion | Operating | 1.5 | 1.5 | 192337.93 | 447.41 | 102.94 | 344.47 | 344.47 | 0 | 10.95 |  | 10402 | [6 empty] | 0
VMEA | V11 | Petroleum Products | Internal Combustion | Operating | 1.5 | 1.5 | 192339.43 | 447.41 | 102.94 | 344.47 | 344.47 | 0 | 10.95 |  | 10402 | [6 empty] | 0
VMEA | V12 | Petroleum Products | Internal Combustion | Operating | 1.5 | 1.5 | 192340.93 | 447.41 | 102.94 | 344.47 | 344.47 | 0 | 10.95 |  | 10402 | [6 empty] | 0
VMEA | V2 | Petroleum Products | Internal Combustion | Operating | 1.5 | 1.5 | 192342.43 | 447.41 | 102.94 | 344.47 | 344.47 | 0 | 10.95 |  | 10402 | [6 empty] | 0
Waukegan Jet | 311 | Petroleum Products | Combustion Turbine | Operating | 24.6 | 24.6 | 192367.03 | 449.51 | 195.79 | 253.72 | 253.72 | 0 | 4.43 | 4146.38 | 20145 | 594 | 29 | 0.01 | 1.2 | 0.5001 | 161.9581 | 0
Sunbury CT | CTG1 | Petroleum Products | Combustion Turbine | Operating | 18 | 18 | 192385.03 | 460.39 | 206.67 | 253.72 | 253.72 | 0 | 6.97 | 4441.4 | 20905 | 659 | 32 | 0.02 | 0.301 | 0.075 | 162.22 | 0
Sunbury CT | CTG2 | Petroleum Products | Combustion Turbine | Operating | 18 | 18 | 192403.03 | 460.39 | 206.67 | 253.72 | 253.72 | 0 | 6.97 | 4441.4 | 20905 | 659 | 32 | 0.02 | 0.301 | 0.075 | 162.22 | 0
West Energy Center | WEST | Petroleum Products | Combustion Turbine | Operating | 15 | 15 | 192418.03 | 469.15 | 215.43 | 253.72 | 253.72 | 0 | 11.48 |  | 21769 |  |  |  | 0.2501 | 0.075 | 162.22 | 0
Industrial Park | 3 | Petroleum Products | Internal Combustion | Operating | 1.8 | 1.8 | 192419.83 | 473.03 | 98.62 | 374.41 | 374.41 | 0 | 12.8 |  | 9965 |  |  |  | 0.301 |  | 162.22 | 0
Industrial Park | 4 | Petroleum Products | Internal Combustion | Operating | 1.8 | 1.8 | 192421.63 | 473.03 | 98.62 | 374.41 | 374.41 | 0 | 12.8 |  | 9965 |  |  |  | 0.301 |  | 162.22 | 0
Industrial Park | 5 | Petroleum Products | Internal Combustion | Operating | 1.8 | 1.8 | 192423.43 | 473.03 | 98.62 | 374.41 | 374.41 | 0 | 12.8 |  | 9965 |  |  |  | 0.301 |  | 162.22 | 0
Industrial Park | 6 | Petroleum Products | Internal Combustion | Operating | 1.8 | 1.8 | 192425.23 | 473.03 | 98.62 | 374.41 | 374.41 | 0 | 12.8 |  | 9965 |  |  |  | 0.301 |  | 162.22 | 0
Industrial Park | 7 | Petroleum Products | Internal Combustion | Operating | 1.8 | 1.8 | 192427.03 | 473.03 | 98.62 | 374.41 | 374.41 | 0 | 12.8 |  | 9965 |  |  |  | 0.301 |  | 162.22 | 0
Industrial Park | 8 | Petroleum Products | Internal Combustion | Operating | 2.2 | 2.2 | 192429.23 | 473.03 | 98.62 | 374.41 | 374.41 | 0 | 12.8 |  | 9965 | [6 empty] | 0
Industrial Park | 9 | Petroleum Products | Internal Combustion | Operating | 2.2 | 2.2 | 192431.43 | 473.03 | 98.62 | 374.41 | 374.41 | 0 | 12.8 |  | 9965 | [6 empty] | 0
Miami Fort CT | GT3 | Petroleum Products | Combustion Turbine | Operating | 14 | 14 | 192445.43 | 478.23 | 224.51 | 253.72 | 253.72 | 0 | 5.37 | 2043.52 | 30328 | 1456 | 48 | 0.03 | 0.301 | 0.075 | 162.22 | 0
Miami Fort CT | GT4 | Petroleum Products | Combustion Turbine | Operating | 14 | 14 | 192459.43 | 478.23 | 224.51 | 253.72 | 253.72 | 0 | 5.37 | 2043.52 | 30328 | 1456 | 48 | 0.03 | 0.301 | 0.075 | 162.22 | 0
Miami Fort CT | GT5 | Petroleum Products | Combustion Turbine | Operating | 14 | 14 | 192473.43 | 478.23 | 224.51 | 253.72 | 253.72 | 0 | 5.37 | 2043.52 | 30328 | 1456 | 48 | 0.03 | 0.301 | 0.075 | 162.22 | 0
Miami Fort CT | GT6 | Petroleum Products | Combustion Turbine | Operating | 14 | 14 | 192487.43 | 478.23 | 224.51 | 253.72 | 253.72 | 0 | 5.37 | 2043.52 | 30328 | 1456 | 48 | 0.03 | 0.301 | 0.075 | 162.22 | 0
Pretlow | 1 | Petroleum Products | Internal Combustion | Operating | 1.6 | 1.6 | 192489.03 | 479.34 | 94.21 | 385.13 | 385.13 | 0 | 10.59 |  | 9520 | [6 empty] | 0
Pretlow | 2 | Petroleum Products | Internal Combustion | Operating | 1.6 | 1.6 | 192490.63 | 479.34 | 94.21 | 385.13 | 385.13 | 0 | 10.59 |  | 9520 | [6 empty] | 0
Church Street | C1 | Petroleum Products | Internal Combustion | Operating | 1 | 1 | 192491.63 | 482.66 | 136.1 | 346.56 | 346.56 | 0 | 10.08 |  | 13753 | [6 empty] | 0
Church Street | C2 | Petroleum Products | Internal Combustion | Operating | 1 | 1 | 192492.63 | 482.66 | 136.1 | 346.56 | 346.56 | 0 | 10.08 |  | 13753 | [6 empty] | 0
Church Street | C3A | Petroleum Products | Internal Combustion | Operating | 1 | 1 | 192493.63 | 482.66 | 136.1 | 346.56 | 346.56 | 0 | 10.08 |  | 13753 | [6 empty] | 0
Church Street | C4 | Petroleum Products | Internal Combustion | Operating | 1 | 1 | 192494.63 | 482.66 | 136.1 | 346.56 | 346.56 | 0 | 10.08 |  | 13753 | [6 empty] | 0
Church Street | C5 | Petroleum Products | Internal Combustion | Operating | 1.5 | 1.5 | 192496.13 | 482.66 | 136.1 | 346.56 | 346.56 | 0 | 10.08 |  | 13753 | [6 empty] | 0
Church Street | C6 | Petroleum Products | Internal Combustion | Operating | 1.5 | 1.5 | 192497.63 | 482.66 | 136.1 | 346.56 | 346.56 | 0 | 10.08 |  | 13753 | [6 empty] | 0
West Lorain | 3 | Natural Gas | Combustion Turbine | Operating | 85 | 85 | 192582.63 | 484.47 | 230.74 | 253.72 | 253.72 | 0 | 3.36 |  | 85913 | 7217 | 0 | 0 | 0.1401 | 0.0037 | 162.3077 | 0
Rockville 1 & 2 | 1A | Petroleum Products | Internal Combustion | Operating | 0.3 | 0.3 | 192582.93 | 485.46 | 98.33 | 387.13 | 387.13 | 0 | 12.26 |  | 9936 | [6 empty] | 0
Rockville 1 & 2 | 1B | Petroleum Products | Internal Combustion | Operating | 0.3 | 0.3 | 192583.23 | 485.46 | 98.33 | 387.13 | 387.13 | 0 | 12.26 |  | 9936 | [6 empty] | 0
Rockville 1 & 2 | 1C | Petroleum Products | Internal Combustion | Operating | 0.3 | 0.3 | 192583.53 | 485.46 | 98.33 | 387.13 | 387.13 | 0 | 12.26 |  | 9936 | [6 empty] | 0
Rockville 1 & 2 | 1D | Petroleum Products | Internal Combustion | Operating | 0.3 | 0.3 | 192583.83 | 485.46 | 98.33 | 387.13 | 387.13 | 0 | 12.26 |  | 9936 | [6 empty] | 0
Rockville 1 & 2 | 1E | Petroleum Products | Internal Combustion | Operating | 0.3 | 0.3 | 192584.13 | 485.46 | 98.33 | 387.13 | 387.13 | 0 | 12.26 |  | 9936 | [6 empty] | 0
Rockville 1 & 2 | 1F | Petroleum Products | Internal Combustion | Operating | 0.3 | 0.3 | 192584.43 | 485.46 | 98.33 | 387.13 | 387.13 | 0 | 12.26 |  | 9936 | [6 empty] | 0
Rockville 1 & 2 | 1G | Petroleum Products | Internal Combustion | Operating | 0.3 | 0.3 | 192584.73 | 485.46 | 98.33 | 387.13 | 387.13 | 0 | 12.26 |  | 9936 | [6 empty] | 0
Rockville 1 & 2 | 1H | Petroleum Products | Internal Combustion | Operating | 0.3 | 0.3 | 192585.03 | 485.46 | 98.33 | 387.13 | 387.13 | 0 | 12.26 |  | 9936 | [6 empty] | 0
Rockville 1 & 2 | 1I | Petroleum Products | Internal Combustion | Operating | 0.3 | 0.3 | 192585.33 | 485.46 | 98.33 | 387.13 | 387.13 | 0 | 12.26 |  | 9936 | [6 empty] | 0
Rockville 1 & 2 | 1J | Petroleum Products | Internal Combustion | Operating | 0.3 | 0.3 | 192585.63 | 485.46 | 98.33 | 387.13 | 387.13 | 0 | 12.26 |  | 9936 | [6 empty] | 0
Rockville 1 & 2 | 1K | Petroleum Products | Internal Combustion | Operating | 0.3 | 0.3 | 192585.93 | 485.46 | 98.33 | 387.13 | 387.13 | 0 | 12.26 |  | 9936 | [6 empty] | 0
Rockville 1 & 2 | 1L | Petroleum Products | Internal Combustion | Operating | 0.3 | 0.3 | 192586.23 | 485.46 | 98.33 | 387.13 | 387.13 | 0 | 12.26 |  | 9936 | [6 empty] | 0
Rockville 1 & 2 | 1M | Petroleum Products | Internal Combustion | Operating | 0.3 | 0.3 | 192586.53 | 485.46 | 98.33 | 387.13 | 387.13 | 0 | 12.26 |  | 9936 | [6 empty] | 0
Rockville 1 & 2 | 1N | Petroleum Products | Internal Combustion | Operating | 0.3 | 0.3 | 192586.83 | 485.46 | 98.33 | 387.13 | 387.13 | 0 | 12.26 |  | 9936 | [6 empty] | 0
Rockville 1 & 2 | 1O | Petroleum Products | Internal Combustion | Operating | 0.3 | 0.3 | 192587.13 | 485.46 | 98.33 | 387.13 | 387.13 | 0 | 12.26 |  | 9936 | [6 empty] | 0
Rockville 1 & 2 | 2A | Petroleum Products | Internal Combustion | Operating | 0.3 | 0.3 | 192587.43 | 485.46 | 98.33 | 387.13 | 387.13 | 0 | 12.26 |  | 9936 | [6 empty] | 0
Rockville 1 & 2 | 2B | Petroleum Products | Internal Combustion | Operating | 0.3 | 0.3 | 192587.73 | 485.46 | 98.33 | 387.13 | 387.13 | 0 | 12.26 |  | 9936 | [6 empty] | 0
Rockville 1 & 2 | 2C | Petroleum Products | Internal Combustion | Operating | 0.3 | 0.3 | 192588.03 | 485.46 | 98.33 | 387.13 | 387.13 | 0 | 12.26 |  | 9936 | [6 empty] | 0
Rockville 1 & 2 | 2D | Petroleum Products | Internal Combustion | Operating | 0.3 | 0.3 | 192588.33 | 485.46 | 98.33 | 387.13 | 387.13 | 0 | 12.26 |  | 9936 | [6 empty] | 0
Rockville 1 & 2 | 2E | Petroleum Products | Internal Combustion | Operating | 0.3 | 0.3 | 192588.63 | 485.46 | 98.33 | 387.13 | 387.13 | 0 | 12.26 |  | 9936 | [6 empty] | 0
Rockville 1 & 2 | 2F | Petroleum Products | Internal Combustion | Operating | 0.3 | 0.3 | 192588.93 | 485.46 | 98.33 | 387.13 | 387.13 | 0 | 12.26 |  | 9936 | [6 empty] | 0
Rockville 1 & 2 | 2G | Petroleum Products | Internal Combustion | Operating | 0.3 | 0.3 | 192589.23 | 485.46 | 98.33 | 387.13 | 387.13 | 0 | 12.26 |  | 9936 | [6 empty] | 0
Rockville 1 & 2 | 2H | Petroleum Products | Internal Combustion | Operating | 0.3 | 0.3 | 192589.53 | 485.46 | 98.33 | 387.13 | 387.13 | 0 | 12.26 |  | 9936 | [6 empty] | 0
Rockville 1 & 2 | 2I | Petroleum Products | Internal Combustion | Operating | 0.3 | 0.3 | 192589.83 | 485.46 | 98.33 | 387.13 | 387.13 | 0 | 12.26 |  | 9936 | [6 empty] | 0
Rockville 1 & 2 | 2J | Petroleum Products | Internal Combustion | Operating | 0.3 | 0.3 | 192590.13 | 485.46 | 98.33 | 387.13 | 387.13 | 0 | 12.26 |  | 9936 | [6 empty] | 0
Rockville 1 & 2 | 2K | Petroleum Products | Internal Combustion | Operating | 0.3 | 0.3 | 192590.43 | 485.46 | 98.33 | 387.13 | 387.13 | 0 | 12.26 |  | 9936 | [6 empty] | 0
Rockville 1 & 2 | 2L | Petroleum Products | Internal Combustion | Operating | 0.3 | 0.3 | 192590.73 | 485.46 | 98.33 | 387.13 | 387.13 | 0 | 12.26 |  | 9936 | [6 empty] | 0
Rockville 1 & 2 | 2M | Petroleum Products | Internal Combustion | Operating | 0.3 | 0.3 | 192591.03 | 485.46 | 98.33 | 387.13 | 387.13 | 0 | 12.26 |  | 9936 | [6 empty] | 0
Rockville 1 & 2 | 2N | Petroleum Products | Internal Combustion | Operating | 0.3 | 0.3 | 192591.33 | 485.46 | 98.33 | 387.13 | 387.13 | 0 | 12.26 |  | 9936 | [6 empty] | 0
Rockville 1 & 2 | 2O | Petroleum Products | Internal Combustion | Operating | 0.3 | 0.3 | 192591.63 | 485.46 | 98.33 | 387.13 | 387.13 | 0 | 12.26 |  | 9936 | [6 empty] | 0
Rockville 1 & 2 | 2P | Petroleum Products | Internal Combustion | Operating | 0.3 | 0.3 | 192591.93 | 485.46 | 98.33 | 387.13 | 387.13 | 0 | 12.26 |  | 9936 | [6 empty] | 0
Rockville 1 & 2 | 2Q | Petroleum Products | Internal Combustion | Operating | 0.3 | 0.3 | 192592.23 | 485.46 | 98.33 | 387.13 | 387.13 | 0 | 12.26 |  | 9936 | [6 empty] | 0
Rockville 1 & 2 | 2R | Petroleum Products | Internal Combustion | Operating | 0.3 | 0.3 | 192592.53 | 485.46 | 98.33 | 387.13 | 387.13 | 0 | 12.26 |  | 9936 | [6 empty] | 0
Rockville 1 & 2 | 2S | Petroleum Products | Internal Combustion | Operating | 0.3 | 0.3 | 192592.83 | 485.46 | 98.33 | 387.13 | 387.13 | 0 | 12.26 |  | 9936 | [6 empty] | 0
Rockville 1 & 2 | 2T | Petroleum Products | Internal Combustion | Operating | 0.3 | 0.3 | 192593.13 | 485.46 | 98.33 | 387.13 | 387.13 | 0 | 12.26 |  | 9936 | [6 empty] | 0
Rockville 1 & 2 | 2U | Petroleum Products | Internal Combustion | Operating | 0.3 | 0.3 | 192593.43 | 485.46 | 98.33 | 387.13 | 387.13 | 0 | 12.26 |  | 9936 | [6 empty] | 0
West Lorain | 6 | Natural Gas | Combustion Turbine | Operating | 85 | 85 | 192678.43 | 486.05 | 232.33 | 253.72 | 253.72 | 0 | 3.36 |  | 86504 | 6624 | 0 | 0 | 0.15 | 0.0035 | 162.2678 | 0
Delaware City 10 | DC10 | Petroleum Products | Combustion Turbine | Operating | 18 | 18 | 192696.43 | 490.79 | 237.06 | 253.72 | 253.72 | 0 | 11.26 |  | 23956 |  |  |  | 0.3061 | 0.075 | 162.22 | 0
West Lorain | 2 | Natural Gas | Combustion Turbine | Operating | 85 | 85 | 192781.43 | 495.06 | 241.34 | 253.72 | 253.72 | 0 | 3.36 |  | 89858 | 8339 | 0 | 0 | 0.1494 | 0.0037 | 162.2822 | 0
West Lorain | 5 | Natural Gas | Combustion Turbine | Operating | 85 | 85 | 192866.43 | 495.94 | 242.22 | 253.72 | 253.72 | 0 | 3.36 |  | 90186 | 9189 | 0 | 0 | 0.1463 | 0.0036 | 162.2846 | 0
Water Treatment Plant | WP1 | Petroleum Products | Internal Combustion | Operating | 1.7 | 1.7 | 192868.13 | 501.51 | 114.7 | 386.81 | 386.81 | 0 | 10.37 |  | 11591 | [6 empty] | 0
Indian River GT | 10 | Petroleum Products | Combustion Turbine | Operating | 16.1 | 16.1 | 192884.23 | 502.27 | 248.55 | 253.72 | 253.72 | 0 | 13.98 | 2708.99 | 25422 | 2593 | 102 | 0.07 | 0.2199 | 0.002 | 119.31 | 0
Dean Drive | PG1 | Petroleum Products | Internal Combustion | Operating | 1.6 | 1.6 | 192885.83 | 506.47 | 89.55 | 416.92 | 416.92 | 0 | 11.83 |  | 9049 | [6 empty] | 0
Dean Drive | PG2 | Petroleum Products | Internal Combustion | Operating | 1.6 | 1.6 | 192887.43 | 506.47 | 89.55 | 416.92 | 416.92 | 0 | 11.83 |  | 9049 | [6 empty] | 0
West Lorain | 4 | Natural Gas | Combustion Turbine | Operating | 85 | 85 | 192972.43 | 522.3 | 268.58 | 253.72 | 253.72 | 0 | 3.36 |  | 100000 | 7896 | 0 | 0 | 0.1212 | 0.0037 | 162.287 | 0
East Campus Utility Plant IC | P007 | Petroleum Products | Internal Combustion | Operating | 1.7 | 1.7 | 192974.13 | 523.55 | 107.97 | 415.58 | 415.58 | 0 | 11.62 |  | 10911 | [6 empty] | 0
East Campus Utility Plant IC | P008 | Petroleum Products | Internal Combustion | Operating | 1.5 | 1.5 | 192975.63 | 523.55 | 107.97 | 415.58 | 415.58 | 0 | 11.62 |  | 10911 | [6 empty] | 0
Painesville IC | WPCP1 | Petroleum Products | Internal Combustion | Operating | 1.8 | 1.8 | 192977.43 | 524.27 | 120.84 | 403.42 | 403.42 | 0 | 11.65 |  | 12212 | [6 empty] | 0
Electric Avenue | 1 | Petroleum Products | Internal Combustion | Operating | 1.8 | 1.8 | 192979.23 | 534.29 | 107.08 | 427.21 | 427.21 | 0 | 12.14 |  | 10821 | [6 empty] | 0
Electric Avenue | 2 | Petroleum Products | Internal Combustion | Operating | 1.8 | 1.8 | 192981.03 | 534.29 | 107.08 | 427.21 | 427.21 | 0 | 12.14 |  | 10821 | [6 empty] | 0
Electric Avenue | 3 | Petroleum Products | Internal Combustion | Operating | 1.8 | 1.8 | 192982.83 | 534.29 | 107.08 | 427.21 | 427.21 | 0 | 12.14 |  | 10821 | [6 empty] | 0
Yankee Street | 1 | Natural Gas | Combustion Turbine | Operating | 19.5 | 19.5 | 193002.33 | 545.26 | 47.36 | 497.91 | 497.91 | 0 | 0.12 | 578.3 | 18120 | 1243 | 69 | 0.04 | 0.059 | 0.002 | 119.31 | 0
Yankee Street | 2 | Natural Gas | Combustion Turbine | Operating | 19.5 | 19.5 | 193021.83 | 545.26 | 47.36 | 497.91 | 497.91 | 0 | 0.12 | 578.3 | 18120 | 1243 | 69 | 0.04 | 0.059 | 0.002 | 119.31 | 0
Yankee Street | 3 | Natural Gas | Combustion Turbine | Operating | 19.3 | 19.3 | 193041.13 | 545.26 | 47.36 | 497.91 | 497.91 | 0 | 0.12 | 577.96 | 18120 | 1243 | 69 | 0.04 | 0.059 | 0.002 | 119.31 | 0
Yankee Street | 4 | Natural Gas | Combustion Turbine | Operating | 11 | 11 | 193052.13 | 545.26 | 47.36 | 497.91 | 497.91 | 0 | 0.12 | 582.53 | 18120 | 622 | 34 | 0.04 | 0.059 | 0.002 | 119.31 | 0
Yankee Street | 5 | Natural Gas | Combustion Turbine | Operating | 9 | 9 | 193061.13 | 545.26 | 47.36 | 497.91 | 497.91 | 0 | 0.12 | 582.53 | 18120 | 509 | 28 | 0.04 | 0.059 | 0.002 | 119.31 | 0
Yankee Street | 6 | Natural Gas | Combustion Turbine | Operating | 12 | 12 | 193073.13 | 545.26 | 47.36 | 497.91 | 497.91 | 0 | 0.12 | 582.53 | 18120 | 678 | 37 | 0.04 | 0.059 | 0.002 | 119.31 | 0
Yankee Street | 7 | Natural Gas | Combustion Turbine | Operating | 11 | 11 | 193084.13 | 545.26 | 47.36 | 497.91 | 497.91 | 0 | 0.12 | 582.53 | 18120 | 622 | 34 | 0.04 | 0.059 | 0.002 | 119.31 | 0
South Main Street IC | 13 | Petroleum Products | Internal Combustion | Operating | 1.8 | 1.8 | 193085.93 | 557.31 | 276.38 | 280.93 | 280.93 | 0 | 9.95 |  | 27929 | [6 empty] | 0
South Main Street IC | 14 | Petroleum Products | Internal Combustion | Operating | 1.8 | 1.8 | 193087.73 | 557.31 | 276.38 | 280.93 | 280.93 | 0 | 9.95 |  | 27929 | [6 empty] | 0
South Main Street IC | 15 | Petroleum Products | Internal Combustion | Operating | 1.8 | 1.8 | 193089.53 | 557.31 | 276.38 | 280.93 | 280.93 | 0 | 9.95 |  | 27929 | [6 empty] | 0
Eastlake CT | 6 | Petroleum Products | Combustion Turbine | Operating | 24 | 24 | 193113.53 | 559.76 | 306.04 | 253.72 | 253.72 | 0 | 7.63 |  | 30926 |  |  |  | 1.2 | 0.5 | 162.22 | 0
West Point Facility IC | GEN4 | Natural Gas | Internal Combustion | Operating | 1.7 | 1.7 | 193115.23 | 598.48 | 5.87 | 592.61 | 592.61 | 0 | 11.59 |  | 3000 | [6 empty] | 1
West Point Facility IC | GEN7 | Natural Gas | Internal Combustion | Out of Service | 0.7 | 0.7 | 193115.93 | 598.48 | 5.87 | 592.61 | 592.61 | 0 | 11.59 |  | 3000 | [6 empty] | 1
West Point Facility IC | GEN8 | Natural Gas | Internal Combustion | Operating | 1 | 1 | 193116.93 | 598.48 | 5.87 | 592.61 | 592.61 | 0 | 11.59 |  | 3000 | [6 empty] | 1
West Point Facility IC | GEN9 | Natural Gas | Internal Combustion | Operating | 0.9 | 0.9 | 193117.83 | 598.48 | 5.87 | 592.61 | 592.61 | 0 | 11.59 |  | 3000 | [6 empty] | 1
West Point Facility IC | GN10 | Natural Gas | Internal Combustion | Operating | 0.9 | 0.9 | 193118.73 | 598.48 | 5.87 | 592.61 | 592.61 | 0 | 11.59 |  | 3000 | [6 empty] | 1
Inner Harbor East Heating | 1 | Natural Gas | Internal Combustion | Operating | 2.1 | 2.1 | 193120.83 | 603.18 | 10.57 | 592.61 | 592.61 | 0 | 10.01 |  | 5400 | [6 empty] | 1
Fox Metro Water Reclamation District | RU3 | Natural Gas | Internal Combustion | Operating | 1.1 | 1.1 | 193121.93 | 603.83 | 11.22 | 592.61 | 592.61 | 0 | 5.34 |  | 4182 | [6 empty] | 1
Fox Metro Water Reclamation District | RU4 | Natural Gas | Internal Combustion | Operating | 1.1 | 1.1 | 193123.03 | 603.83 | 11.22 | 592.61 | 592.61 | 0 | 5.34 |  | 4182 | [6 empty] | 1
Northeastern Illinois University Cogen | GEN1 | Natural Gas | Internal Combustion | Operating | 0.8 | 0.8 | 193123.83 | 610.26 | 17.65 | 592.61 | 592.61 | 0 | 9.34 |  | 6577 | [6 empty] | 1
Northeastern Illinois University Cogen | GEN2 | Natural Gas | Internal Combustion | Operating | 0.8 | 0.8 | 193124.63 | 610.26 | 17.65 | 592.61 | 592.61 | 0 | 9.34 |  | 6577 | [6 empty] | 1
Northeastern Illinois University Cogen | GEN3 | Natural Gas | Internal Combustion | Operating | 0.8 | 0.8 | 193125.43 | 610.26 | 17.65 | 592.61 | 592.61 | 0 | 9.34 |  | 6577 | [6 empty] | 1
Northeastern Illinois University Cogen | GEN4 | Natural Gas | Internal Combustion | Operating | 0.8 | 0.8 | 193126.23 | 610.26 | 17.65 | 592.61 | 592.61 | 0 | 9.34 |  | 6577 | [6 empty] | 1
Gateway Gen | 1 | Petroleum Products | Internal Combustion | Operating | 1.7 | 1.7 | 193127.93 | 617.59 | 139.64 | 477.95 | 477.95 | 0 | 9.78 |  | 14111 | [6 empty] | 0
Gateway Gen | 2 | Petroleum Products | Internal Combustion | Operating | 1.7 | 1.7 | 193129.63 | 617.59 | 139.64 | 477.95 | 477.95 | 0 | 9.78 |  | 14111 | [6 empty] | 0
Seaside Heights Power Plant | UINT3 | Petroleum Products | Internal Combustion | Operating | 2 | 2 | 193131.63 | 622.3 | 29.69 | 592.61 | 592.61 | 0 | 13.16 |  | 3000 | [6 empty] | 0
Seaside Heights Power Plant | UNIT1 | Petroleum Products | Internal Combustion | Operating | 2 | 2 | 193133.63 | 622.3 | 29.69 | 592.61 | 592.61 | 0 | 13.16 |  | 3000 | [6 empty] | 0
Seaside Heights Power Plant | UNIT2 | Petroleum Products | Internal Combustion | Operating | 2 | 2 | 193135.63 | 622.3 | 29.69 | 592.61 | 592.61 | 0 | 13.16 |  | 3000 | [6 empty] | 0
West Point Facility IC | GEN3 | Petroleum Products | Internal Combustion | Out of Service | 2.4 | 2.4 | 193138.03 | 622.3 | 29.69 | 592.61 | 592.61 | 0 | 11.59 |  | 3000 | [6 empty] | 1
West Point Facility IC | GEN5 | Petroleum Products | Internal Combustion | Operating | 1.2 | 1.2 | 193139.23 | 622.3 | 29.69 | 592.61 | 592.61 | 0 | 11.59 |  | 3000 | [6 empty] | 1
West Point Facility IC | GEN6 | Petroleum Products | Internal Combustion | Out of Service | 1.2 | 1.2 | 193140.43 | 622.3 | 29.69 | 592.61 | 592.61 | 0 | 11.59 |  | 3000 | [6 empty] | 1
West Point Facility IC | GN11 | Petroleum Products | Internal Combustion | Operating | 0.9 | 0.9 | 193141.33 | 622.3 | 29.69 | 592.61 | 592.61 | 0 | 11.59 |  | 3000 | [6 empty] | 1
Rock-Tenn Company (IL) | E-1 | Natural Gas | Internal Combustion | Operating | 0.7 | 0.7 | 193142.03 | 627.69 | 35.08 | 592.61 | 592.61 | 0 | 8.22 |  | 13077 | [6 empty] | 0
Rock-Tenn Company (IL) | E2-A | Natural Gas | Internal Combustion | Operating | 0.7 | 0.7 | 193142.73 | 627.69 | 35.08 | 592.61 | 592.61 | 0 | 8.22 |  | 13077 | [6 empty] | 0
Rock-Tenn Company (IL) | E2-B | Natural Gas | Internal Combustion | Operating | 0.7 | 0.7 | 193143.43 | 627.69 | 35.08 | 592.61 | 592.61 | 0 | 8.22 |  | 13077 | [6 empty] | 0
Rock-Tenn Company (IL) | E3 | Natural Gas | Internal Combustion | Operating | 0.8 | 0.8 | 193144.23 | 627.69 | 35.08 | 592.61 | 592.61 | 0 | 8.22 |  | 13077 | [6 empty] | 0
Anadarko IC | 10 | Petroleum Products | Internal Combustion | Operating | 1.2 | 1.2 | 193145.43 | 636.48 | 113.92 | 522.57 | 522.57 | 0 | 7.87 |  | 11511 | [6 empty] | 0
Anadarko IC | 11 | Petroleum Products | Internal Combustion | Operating | 1.2 | 1.2 | 193146.63 | 636.48 | 113.92 | 522.57 | 522.57 | 0 | 7.87 |  | 11511 | [6 empty] | 0
Anadarko IC | 6 | Petroleum Products | Internal Combustion | Operating | 0.6 | 0.6 | 193147.23 | 636.48 | 113.92 | 522.57 | 522.57 | 0 | 7.87 |  | 11511 | [6 empty] | 0
Anadarko IC | 7 | Petroleum Products | Internal Combustion | Operating | 1.2 | 1.2 | 193148.43 | 636.48 | 113.92 | 522.57 | 522.57 | 0 | 7.87 |  | 11511 | [6 empty] | 0
Anadarko IC | 8 | Petroleum Products | Internal Combustion | Operating | 1.5 | 1.5 | 193149.93 | 636.48 | 113.92 | 522.57 | 522.57 | 0 | 7.87 |  | 11511 | [6 empty] | 0
Anadarko IC | 9 | Petroleum Products | Internal Combustion | Operating | 2.1 | 2.1 | 193152.03 | 636.48 | 113.92 | 522.57 | 522.57 | 0 | 7.87 |  | 11511 | [6 empty] | 0
Mount Storm CT | JF1 | Petroleum Products | Combustion Turbine | Operating | 11 | 11 | 193163.03 | 657.9 | 404.17 | 253.72 | 253.72 | 0 | 13.98 | 1643.7 | 16750 | 2613 | 156 | 0.12 | 0.698 | 0.272 | 156.26 | 0
Pleasant Valley IC | D-4 | Petroleum Products | Internal Combustion | Operating | 2 | 2 | 193165.03 | 673.97 | 104.78 | 569.19 | 569.19 | 0 | 11.33 |  | 10588 | [6 empty] | 0
Pleasant Valley IC | D-6 | Petroleum Products | Internal Combustion | Operating | 2 | 2 | 193167.03 | 673.97 | 104.78 | 569.19 | 569.19 | 0 | 11.33 |  | 10588 | [6 empty] | 0
Jackson, OH | 12 | Petroleum Products | Internal Combustion | Operating | 1.8 | 1.8 | 193168.83 | 682.77 | 90.16 | 592.61 | 592.61 | 0 | 8.88 |  | 9111 | [6 empty] | 0
Niles, OH | 13 | Petroleum Products | Internal Combustion | Operating | 5.4 | 5.4 | 193174.23 | 683.2 | 90.59 | 592.61 | 592.61 | 0 | 10.42 |  | 9154 | [6 empty] | 0
Wadsworth | 13 | Petroleum Products | Internal Combustion | Operating | 2.7 | 2.7 | 193176.93 | 688.93 | 96.32 | 592.61 | 592.61 | 0 | 10.42 |  | 9733 | [6 empty] | 0
Avenue A Gen Sets | 1 | Petroleum Products | Internal Combustion | Operating | 1.8 | 1.8 | 193178.73 | 689.39 | 96.78 | 592.61 | 592.61 | 0 | 10.72 |  | 9780 |  |  |  | 0.301 |  | 162.22 | 0
Avenue A Gen Sets | 2 | Petroleum Products | Internal Combustion | Operating | 1.8 | 1.8 | 193180.53 | 689.39 | 96.78 | 592.61 | 592.61 | 0 | 10.72 |  | 9780 |  |  |  | 0.301 |  | 162.22 | 0
Bowling Green | 1 | Petroleum Products | Internal Combustion | Operating | 0.8 | 0.8 | 193181.33 | 689.77 | 97.16 | 592.61 | 592.61 | 0 | 11.83 |  | 9818 | [6 empty] | 0
Bowling Green | 2 | Petroleum Products | Internal Combustion | Operating | 3.6 | 3.6 | 193184.93 | 689.77 | 97.16 | 592.61 | 592.61 | 0 | 11.83 |  | 9818 | [6 empty] | 0
Napoleon | 1 | Petroleum Products | Internal Combustion | Operating | 1.8 | 1.8 | 193186.73 | 694.04 | 101.43 | 592.61 | 592.61 | 0 | 10.42 |  | 10250 | [6 empty] | 0
Napoleon | 2 | Petroleum Products | Internal Combustion | Operating | 1.8 | 1.8 | 193188.53 | 694.04 | 101.43 | 592.61 | 592.61 | 0 | 10.42 |  | 10250 | [6 empty] | 0
Napoleon | 3 | Petroleum Products | Internal Combustion | Operating | 1.8 | 1.8 | 193190.33 | 694.04 | 101.43 | 592.61 | 592.61 | 0 | 10.42 |  | 10250 | [6 empty] | 0
B.L. England IC | IC1 | Petroleum Products | Internal Combustion | Retired | 2 | 2 | 193192.33 | 699.13 | 106.52 | 592.61 | 592.61 | 0 | 15.48 | 18392.7 | 10857 | 19 | 2 | 0.02 |  |  |  | 0
B.L. England IC | IC2 | Petroleum Products | Internal Combustion | Retired | 2 | 2 | 193194.33 | 699.13 | 106.52 | 592.61 | 592.61 | 0 | 15.48 | 18392.7 | 10857 | 19 | 2 | 0.02 |  |  |  | 0
B.L. England IC | IC3 | Petroleum Products | Internal Combustion | Retired | 2 | 2 | 193196.33 | 699.13 | 106.52 | 592.61 | 592.61 | 0 | 15.48 | 18392.7 | 10857 | 19 | 2 | 0.02 |  |  |  | 0
B.L. England IC | IC4 | Petroleum Products | Internal Combustion | Retired | 2 | 2 | 193198.33 | 699.13 | 106.52 | 592.61 | 592.61 | 0 | 15.48 | 18392.7 | 10857 | 19 | 2 | 0.02 |  |  |  | 0
Renick Run | 3 | Petroleum Products | Internal Combustion | Operating | 1.1 | 1.1 | 193199.43 | 699.49 | 106.88 | 592.61 | 592.61 | 0 | 10.77 |  | 10800 | [6 empty] | 0
Renick Run | 4 | Petroleum Products | Internal Combustion | Operating | 1.1 | 1.1 | 193200.53 | 699.49 | 106.88 | 592.61 | 592.61 | 0 | 10.77 |  | 10800 | [6 empty] | 0
New Castle IC | EMDA | Petroleum Products | Internal Combustion | Operating | 2.5 | 2.5 | 193203.03 | 701.64 | 109.03 | 592.61 | 592.61 | 0 | 7.25 |  | 12889 | 262 | 0 | 0 |  |  |  | 0
New Castle IC | EMDB | Petroleum Products | Internal Combustion | Out of Service | 2.5 | 2.5 | 193205.53 | 701.64 | 109.03 | 592.61 | 592.61 | 0 | 7.25 |  | 12889 | 262 | 0 | 0 |  |  |  | 0
West Point Facility IC | GN12 | Petroleum Products | Internal Combustion | Operating | 2 | 2 | 193207.53 | 701.64 | 109.03 | 592.61 | 592.61 | 0 | 11.59 |  | 3000 | [6 empty] | 1
West Point Facility IC | GN13 | Petroleum Products | Internal Combustion | Operating | 2 | 2 | 193209.53 | 701.64 | 109.03 | 592.61 | 592.61 | 0 | 11.59 |  | 3000 | [6 empty] | 1
Engle | 16 | Petroleum Products | Internal Combustion | Operating | 4.5 | 4.5 | 193214.03 | 704.38 | 111.77 | 592.61 | 592.61 | 0 | 11.57 |  | 11294 | [6 empty] | 0
IMEA Flora | 10 | Petroleum Products | Internal Combustion | Operating | 0.9 | 0.9 | 193214.93 | 706.21 | 113.6 | 592.61 | 592.61 | 0 | 12.39 |  | 11480 | [6 empty] | 0
IMEA Flora | 6 | Petroleum Products | Internal Combustion | Operating | 0.9 | 0.9 | 193215.83 | 706.21 | 113.6 | 592.61 | 592.61 | 0 | 12.39 |  | 11480 | [6 empty] | 0
IMEA Flora | 7 | Petroleum Products | Internal Combustion | Operating | 0.9 | 0.9 | 193216.73 | 706.21 | 113.6 | 592.61 | 592.61 | 0 | 12.39 |  | 11480 | [6 empty] | 0
IMEA Flora | 8 | Petroleum Products | Internal Combustion | Operating | 0.9 | 0.9 | 193217.63 | 706.21 | 113.6 | 592.61 | 592.61 | 0 | 12.39 |  | 11480 | [6 empty] | 0
IMEA Flora | 9 | Petroleum Products | Internal Combustion | Operating | 0.9 | 0.9 | 193218.53 | 706.21 | 113.6 | 592.61 | 592.61 | 0 | 12.39 |  | 11480 | [6 empty] | 0
Columbus Oil Unit 5 | 5 | Petroleum Products | Internal Combustion | Operating | 1.8 | 1.8 | 193220.33 | 711.36 | 118.75 | 592.61 | 592.61 | 0 | 10.91 |  | 12000 | [6 empty] | 0
Ocracoke | 1 | Petroleum Products | Internal Combustion | Operating | 1 | 1 | 193221.33 | 721.4 | 285.03 | 436.37 | 436.37 | 0 | 8.18 |  | 28803 | [6 empty] | 0
Oberlin, OH | 10 | Natural Gas | Internal Combustion | Operating | 0.5 | 0.5 | 193221.83 | 734.37 | 168.57 | 565.8 | 565.8 | 0 | 11.01 |  | 62763 | [6 empty] | 0
Oberlin, OH | 2A | Natural Gas | Internal Combustion | Operating | 3.1 | 3.1 | 193224.93 | 734.37 | 168.57 | 565.8 | 565.8 | 0 | 11.01 |  | 62763 | [6 empty] | 0
Oberlin, OH | 3A | Natural Gas | Internal Combustion | Operating | 3.1 | 3.1 | 193228.03 | 734.37 | 168.57 | 565.8 | 565.8 | 0 | 11.01 |  | 62763 | [6 empty] | 0
Oberlin, OH | 9 | Natural Gas | Internal Combustion | Operating | 0.4 | 0.4 | 193228.43 | 734.37 | 168.57 | 565.8 | 565.8 | 0 | 11.01 |  | 62763 | [6 empty] | 0
Oberlin, OH | IC4 | Natural Gas | Internal Combustion | Operating | 2.1 | 2.1 | 193230.53 | 734.37 | 168.57 | 565.8 | 565.8 | 0 | 11.01 |  | 62763 | [6 empty] | 0
Shelby South | 1 | Petroleum Products | Internal Combustion | Operating | 0.9 | 0.9 | 193231.43 | 738 | 145.39 | 592.61 | 592.61 | 0 | 7.96 |  | 14692 | [6 empty] | 0
Stryker | 1 | Petroleum Products | Combustion Turbine | Operating | 17 | 17 | 193248.43 | 744.67 | 490.95 | 253.72 | 253.72 | 0 | 11.26 |  | 49611 |  |  |  | 0.301 | 0.075 | 162.22 | 0
Sunbury IC | DI2 | Petroleum Products | Internal Combustion | Operating | 5 | 5 | 193253.43 | 793.36 | 200.75 | 592.61 | 592.61 | 0 | 2.57 | 2933.14 | 20333 | 122 | 6 | 0.01 |  |  |  | 0
PPG Industries Works 6 IC Facility | L1 | Petroleum Products | Internal Combustion | Operating | 2 | 2 | 193255.43 | 856.24 | 263.63 | 592.61 | 592.61 | 0 | 7.78 |  | 26640 | [6 empty] | 0
PPG Industries Works 6 IC Facility | L2AE | Petroleum Products | Internal Combustion | Operating | 1.5 | 1.5 | 193256.93 | 856.24 | 263.63 | 592.61 | 592.61 | 0 | 7.78 |  | 26640 | [6 empty] | 0
PPG Industries Works 6 IC Facility | L2BW | Petroleum Products | Internal Combustion | Operating | 1.5 | 1.5 | 193258.43 | 856.24 | 263.63 | 592.61 | 592.61 | 0 | 7.78 |  | 26640 | [6 empty] | 0
Shelby Municipal IC | IC1 | Petroleum Products | Internal Combustion | Operating | 3 | 3 | 193261.43 | 901.67 | 309.06 | 592.61 | 592.61 | 0 | 1.97 |  | 31231 | [6 empty] | 0
O.H. Hutchings CT | 7 | Natural Gas | Combustion Turbine | Operating | 25 | 25 | 193286.43 | 923.08 | 334.52 | 588.56 | 588.56 | 0 | 20.77 | 15346.58 | 95694 | 3445 | 36 | 0.01 | 0.8047 | 0.1052 | 119.31 | 0
Columbus Oil Unit 7 | 7 | Petroleum Products | Internal Combustion | Operating | 1.8 | 1.8 | 193288.23 | 948.86 | 356.25 | 592.61 | 592.61 | 0 | 10.91 |  | 36000 | [6 empty] | 0
Columbus Oil Unit 6 | 6 | Petroleum Products | Internal Combustion | Operating | 1.1 | 1.1 | 193289.33 | 1008.24 | 415.63 | 592.61 | 592.61 | 0 | 7.31 |  | 42000 | [6 empty] | 0
Possum Point CT | GT1 | Petroleum Products | Combustion Turbine | Operating | 12 | 12 | 193301.33 | 1125.66 | 220.62 | 905.04 | 905.04 | 0 | 4.9 | 2417.5 | 18878 | 859 | 46 | 0.03 | 0.301 | 0.075 | 162.22 | 0
Possum Point CT | GT2 | Petroleum Products | Combustion Turbine | Operating | 12 | 12 | 193313.33 | 1125.66 | 220.62 | 905.04 | 905.04 | 0 | 4.9 | 2569.48 | 18878 | 769 | 41 | 0.03 | 0.301 | 0.075 | 162.22 | 0
Possum Point CT | GT3 | Petroleum Products | Combustion Turbine | Operating | 12 | 12 | 193325.33 | 1125.66 | 220.62 | 905.04 | 905.04 | 0 | 4.9 | 2659.72 | 18878 | 724 | 38 | 0.03 | 0.301 | 0.075 | 162.22 | 0
Possum Point CT | GT4 | Petroleum Products | Combustion Turbine | Operating | 12 | 12 | 193337.33 | 1125.66 | 220.62 | 905.04 | 905.04 | 0 | 4.9 | 2489.27 | 18878 | 814 | 43 | 0.03 | 0.301 | 0.075 | 162.22 | 0
Possum Point CT | GT5 | Petroleum Products | Combustion Turbine | Operating | 12 | 12 | 193349.33 | 1125.66 | 220.62 | 905.04 | 905.04 | 0 | 4.9 | 2569.48 | 18878 | 769 | 41 | 0.03 | 0.301 | 0.075 | 162.22 | 0
Possum Point CT | GT6 | Petroleum Products | Combustion Turbine | Operating | 12 | 12 | 193361.33 | 1125.66 | 220.62 | 905.04 | 905.04 | 0 | 4.9 | 2417.5 | 18878 | 859 | 46 | 0.03 | 0.301 | 0.075 | 162.22 | 0
Oberlin, OH | 1 | Petroleum Products | Internal Combustion | Operating | 1 | 1 | 193362.33 | 1186.9 | 621.1 | 565.8 | 565.8 | 0 | 11.01 |  | 62763 | [6 empty] | 0
Oberlin, OH | 6 | Petroleum Products | Internal Combustion | Operating | 2 | 2 | 193364.33 | 1186.9 | 621.1 | 565.8 | 565.8 | 0 | 11.01 |  | 62763 | [6 empty] | 0
Oberlin, OH | 7 | Petroleum Products | Internal Combustion | Operating | 2.7 | 2.7 | 193367.03 | 1186.9 | 621.1 | 565.8 | 565.8 | 0 | 11.01 |  | 62763 | [6 empty] | 0
Oberlin, OH | 8 | Petroleum Products | Internal Combustion | Operating | 3 | 3 | 193370.03 | 1186.9 | 621.1 | 565.8 | 565.8 | 0 | 11.01 |  | 62763 | [6 empty] | 0
Bay Shore CT | CT | Petroleum Products | Combustion Turbine | Operating | 16 | 16 | 193386.03 | 1243.32 | 989.59 | 253.72 | 253.72 | 0 | 10.2 |  | 100000 | 1302 | 0 | 0 | 0.301 | 0.075 | 162.22 | 0
West Lorain | 1A | Petroleum Products | Combustion Turbine | Operating | 57 | 57 | 193443.03 | 1243.32 | 989.59 | 253.72 | 253.72 | 0 | 3.36 |  | 100000 | 11697 | 0 | 0 | 0.532 | 0.1 | 99.3773 | 0
West Lorain | 1B | Petroleum Products | Combustion Turbine | Operating | 57 | 57 | 193500.03 | 1243.32 | 989.59 | 253.72 | 253.72 | 0 | 3.36 |  | 100000 | 13159 | 0 | 0 | 0.586 | 0.1 | 99.3773 | 0

## pjm winter capacity
Plant Name | Unit No | Primary | Generation | Operating | Summer | Adjusted | Cumulative | Variable | Total | Non-Fuel | Non-Fuel | Emission | Fixed | Total Operation | Heat Rate | Heat Input | Net | Capacity | NOX | SO2 | CO2 | Cogenerator?
|  | Fuel Type | Technology | Status | Capacity | Summer | Summer | O&M Costs | Fuel Costs | Variable | Non-Allowance | Allowance | O&M Cost | & | (Btu/kWh) | (MMBtu) | Generation | Factor | Emissions | Emissions | Emissions
[5 empty] | (MW) | Capacity | Capacity | ($/MWh) | ($/MWh) | O&M Costs | Variable O&M | Costs | ($/kW-Year) | Maint Cost |  |  | (MWh) | (%) | Rate | Rate | Rate
[6 empty] | (MW) | (MW) |  |  | ($/MWh) | ($/MWh) | ($/MWh) |  | ($/MWh) |  |  |  |  | (lbs/MMBtu) | (lbs/MMBtu) | (lbs/MMBtu)
12 Applegate Solar Farm | PV1 | Solar | Solar | Operating | 1.9 | 1.9 | 1.9 | 0 | 0 | 0 | 0 | 0 | 27.04 | NA | NA | NA | NA | NA | NA | NA | NA | N
145 Talmadge Solar | 1 | Solar | Solar | Operating | 3.8 | 3.8 | 5.7 | 0 | 0 | 0 | 0 | 0 | 27.04 | NA | NA | NA | NA | NA | NA | NA | NA | N
180 Raritan Solar | 1 | Solar | Solar | Operating | 1.9 | 1.9 | 7.6 | 0 | 0 | 0 | 0 | 0 | 27.04 | NA | NA | NA | NA | NA | NA | NA | NA | N
200th Red Horse Squadron- Camp Perry | 1 | Solar | Solar | Operating | 0.19 | 0.19 | 7.79 | 0 | 0 | 0 | 0 | 0 | 27.04 | NA | NA | NA | NA | NA | NA | NA | NA | N
24 Applegate Solar Plant | PV1 | Solar | Solar | Operating | 4.9 | 4.9 | 12.69 | 0 | 0 | 0 | 0 | 0 | 27.04 | NA | NA | NA | NA | NA | NA | NA | NA | N
4 Applegate Solar Plant | PV1 | Solar | Solar | Operating | 1.4 | 1.4 | 14.09 | 0 | 0 | 0 | 0 | 0 | 27.04 | NA | NA | NA | NA | NA | NA | NA | NA | N
500 Virginia Solar | 1 | Solar | Solar | Operating | 1 | 1 | 15.09 | 0 | 0 | 0 | 0 | 0 | 27.04 | NA | NA | NA | NA | NA | NA | NA | NA | N
510 REPP One Solar Project | 1 | Solar | Solar | Operating | 1.3 | 1.3 | 16.39 | 0 | 0 | 0 | 0 | 0 | 27.04 | NA | NA | NA | NA | NA | NA | NA | NA | N
8501 Westside Avenue Solar Project | 1 | Solar | Solar | Operating | 0.6 | 0.6 | 16.99 | 0 | 0 | 0 | 0 | 0 | 27.04 | NA | NA | NA | NA | NA | NA | NA | NA | N
AEP Bluffton NaS Battery Storage Project | 1 | Other Fuel | Other | Operating | 2 | 2 | 18.99 | 0 | 0 | 0 | 0 | 0 | 0 | NA | NA | NA | NA | NA | NA | NA | NA | N
AEP Charleston NaS Battery Storage | 1 | Other Fuel | Other | Operating | 1.2 | 1.2 | 20.19 | 0 | 0 | 0 | 0 | 0 | 0 | NA | NA | NA | NA | NA | NA | NA | NA | N
AEP Churubusco NaS Battery Storage System | 1 | Other Fuel | Other | Operating | 2 | 2 | 22.19 | 0 | 0 | 0 | 0 | 0 | 0 | NA | NA | NA | NA | NA | NA | NA | NA | N
AES ES Tait Battery Storage | TTES | Other Fuel | Other | Operating | 20 | 20 | 42.19 | 0 | 0 | 0 | 0 | 0 | 0 | NA | NA | NA | NA | NA | NA | NA | NA | N
Air Products Solar (Trexlertown Solar) | GEN1 | Solar | Solar | Operating | 1.4 | 1.4 | 43.59 | 0 | 0 | 0 | 0 | 0 | 27.04 | NA | NA | NA | NA | NA | NA | NA | NA | N
Altair ALTI-ESS Battery Storage | 1 | Other Fuel | Other | Operating | 1.8 | 1.8 | 45.39 | 0 | 0 | 0 | 0 | 0 | 0 | NA | NA | NA | NA | NA | NA | NA | NA | N
Altairnano PJM Li-ion Battery Storage Project | 1 | Other Fuel | Other | Operating | 1 | 1 | 46.39 | 0 | 0 | 0 | 0 | 0 | 0 | NA | NA | NA | NA | NA | NA | NA | NA | N
Amazon Solar Farm US East (Eastern Shore) | PV1-A | Solar | Solar | Operating | 20 | 20 | 66.39 | 0 | 0 | 0 | 0 | 0 | 27.04 | 230.28 | NA | NA | 2349 | 5.32 | NA | NA | NA | N
Amazon Solar Farm US East (Eastern Shore) | PV1-B | Solar | Solar | Operating | 20 | 20 | 86.39 | 0 | 0 | 0 | 0 | 0 | 27.04 | 230.28 | NA | NA | 2349 | 5.32 | NA | NA | NA | N
Amazon Solar Farm US East (Eastern Shore) | PV1-C | Solar | Solar | Operating | 20 | 20 | 106.39 | 0 | 0 | 0 | 0 | 0 | 27.04 | 230.28 | NA | NA | 2349 | 5.32 | NA | NA | NA | N
Amazon Solar Farm US East (Eastern Shore) | PV1-D | Solar | Solar | Operating | 20 | 20 | 126.39 | 0 | 0 | 0 | 0 | 0 | 27.04 | 230.28 | NA | NA | 2349 | 5.32 | NA | NA | NA | N
AMP Napoleon Solar Facility | NSF1 | Solar | Solar | Operating | 3.5 | 3.5 | 129.89 | 0 | 0 | 0 | 0 | 0 | 27.04 | NA | NA | NA | NA | NA | NA | NA | NA | N
Aqua Ingrams Mill Solar | 1 | Solar | Solar | Operating | 0.3 | 0.3 | 130.19 | 0 | 0 | 0 | 0 | 0 | 27.04 | NA | NA | NA | NA | NA | NA | NA | NA | N
Atlantic City Solar Facility | 1 | Solar | Solar | Operating | 0.3 | 0.3 | 130.49 | 0 | 0 | 0 | 0 | 0 | 27.04 | NA | NA | NA | NA | NA | NA | NA | NA | N
Atlantic City Solar Facility | 2 | Solar | Solar | Operating | 0.3 | 0.3 | 130.79 | 0 | 0 | 0 | 0 | 0 | 27.04 | NA | NA | NA | NA | NA | NA | NA | NA | N
Atlantic City Solar Facility | 3 | Solar | Solar | Operating | 0.3 | 0.3 | 131.09 | 0 | 0 | 0 | 0 | 0 | 27.04 | NA | NA | NA | NA | NA | NA | NA | NA | N
Atlantic City Solar Facility | 4 | Solar | Solar | Operating | 0.3 | 0.3 | 131.39 | 0 | 0 | 0 | 0 | 0 | 27.04 | NA | NA | NA | NA | NA | NA | NA | NA | N
Atlantic Coast Freezers Solar Facility | ACF | Solar | Solar | Operating | 2.2 | 2.2 | 133.59 | 0 | 0 | 0 | 0 | 0 | 27.04 | NA | NA | NA | NA | NA | NA | NA | NA | N
Atlantic County Solar Plant | ACCCC | Solar | Solar | Operating | 1.3 | 1.3 | 134.89 | 0 | 0 | 0 | 0 | 0 | 27.04 | NA | NA | NA | NA | NA | NA | NA | NA | N
Austin Solar Project | 1 | Solar | Solar | Operating | 2 | 2 | 136.89 | 0 | 0 | 0 | 0 | 0 | 27.04 | NA | NA | NA | NA | NA | NA | NA | NA | N
Back River Waste Water Treatment - PV | SOLAR | Solar | Solar | Operating | 0.8 | 0.8 | 137.69 | 0 | 0 | 0 | 0 | 0 | 27.04 | NA | NA | NA | NA | NA | NA | NA | NA | N
Baker PV1 Solar Project | BAKE1 | Solar | Solar | Operating | 5 | 5 | 142.69 | 0 | 0 | 0 | 0 | 0 | 27.04 | NA | NA | NA | NA | NA | NA | NA | NA | N
Baltimore Solar Project (GM Electric Motor Plant) | PV1 | Solar | Solar | Operating | 1 | 1 | 143.69 | 0 | 0 | 0 | 0 | 0 | 27.04 | NA | NA | NA | NA | NA | NA | NA | NA | N
Barnhill Road Solar Farm | 1 | Solar | Solar | Operating | 3.1 | 3.1 | 146.79 | 0 | 0 | 0 | 0 | 0 | 27.04 | NA | NA | NA | NA | NA | NA | NA | NA | N
Battleboro Solar Project | BFPV | Solar | Solar | Operating | 5.2 | 5.2 | 151.99 | 0 | 0 | 0 | 0 | 0 | 27.04 | NA | NA | NA | NA | NA | NA | NA | NA | N
Bayonne Solar Plant | BAYO | Solar | Solar | Operating | 1.5 | 1.5 | 153.49 | 0 | 0 | 0 | 0 | 0 | 27.04 | NA | NA | NA | NA | NA | NA | NA | NA | N
Bayville Central Facility PV | CPV1 | Solar | Solar | Operating | 0.1 | 0.1 | 153.59 | 0 | 0 | 0 | 0 | 0 | 27.04 | NA | NA | NA | NA | NA | NA | NA | NA | N
Bayway Refinery | FGX | Other Fuel | Other | Operating | 11.2 | 11.2 | 164.79 | 0 | 0 | 0 | 0 | 0 | 0 | NA | NA | NA | NA | NA | NA | NA | NA | N
BBB Headquarters Solar Project | HQNJ | Solar | Solar | Operating | 1 | 1 | 165.79 | 0 | 0 | 0 | 0 | 0 | 27.04 | NA | NA | NA | NA | NA | NA | NA | NA | N
Beaver Run Solar Farm | 1 | Solar | Solar | Operating | 9.9 | 9.9 | 175.69 | 0 | 0 | 0 | 0 | 0 | 27.04 | NA | NA | NA | NA | NA | NA | NA | NA | N
Beaver Solar | PV1 | Solar | Solar | Operating | 1.3 | 1.3 | 176.99 | 0 | 0 | 0 | 0 | 0 | 27.04 | NA | NA | NA | NA | NA | NA | NA | NA | N
Beech Ridge (Battery) Energy Storage Project | BRES | Other Fuel | Other | Operating | 31.5 | 31.5 | 208.49 | 0 | 0 | 0 | 0 | 0 | 0 | NA | NA | NA | NA | NA | NA | NA | NA | N
Belcamp Solar Project | PV1 | Solar | Solar | Operating | 1.4 | 1.4 | 209.89 | 0 | 0 | 0 | 0 | 0 | 27.04 | NA | NA | NA | NA | NA | NA | NA | NA | N
Benthall Bridge PV1 Facility | BENT1 | Solar | Solar | Operating | 5 | 5 | 214.89 | 0 | 0 | 0 | 0 | 0 | 27.04 | NA | NA | NA | NA | NA | NA | NA | NA | N
Bernards Solar Project | BERNS | Solar | Solar | Operating | 2.9 | 2.9 | 217.79 | 0 | 0 | 0 | 0 | 0 | 27.04 | NA | NA | NA | NA | NA | NA | NA | NA | N
Berry Plastics Solar Plant | PV1 | Solar | Solar | Operating | 10 | 10 | 227.79 | 0 | 0 | 0 | 0 | 0 | 27.04 | NA | NA | NA | NA | NA | NA | NA | NA | N
Bethel Price Solar | 1 | Solar | Solar | Operating | 5 | 5 | 232.79 | 0 | 0 | 0 | 0 | 0 | 27.04 | NA | NA | NA | NA | NA | NA | NA | NA | N
Bethel Solar | 5MWPV | Solar | Solar | Operating | 5 | 5 | 237.79 | 0 | 0 | 0 | 0 | 0 | 27.04 | NA | NA | NA | NA | NA | NA | NA | NA | N
BJ's Wholesale Club-Burlington | PV1 | Solar | Solar | Operating | 1.4 | 1.4 | 239.19 | 0 | 0 | 0 | 0 | 0 | 27.04 | NA | NA | NA | NA | NA | NA | NA | NA | N
Black River Farm Solar Project | 1 | Solar | Solar | Operating | 0.14 | 0.14 | 239.33 | 0 | 0 | 0 | 0 | 0 | 27.04 | NA | NA | NA | NA | NA | NA | NA | NA | N
BlackRock-Matrix Roof Solar | BLAR | Solar | Solar | Operating | 2.5 | 2.5 | 241.83 | 0 | 0 | 0 | 0 | 0 | 27.04 | NA | NA | NA | NA | NA | NA | NA | NA | N
Blair Solar Project | 1 | Solar | Solar | Operating | 1.5 | 1.5 | 243.33 | 0 | 0 | 0 | 0 | 0 | 27.04 | NA | NA | NA | NA | NA | NA | NA | NA | N
Bound Brook Solar | 1 | Solar | Solar | Operating | 0.05 | 0.05 | 243.38 | 0 | 0 | 0 | 0 | 0 | 27.04 | NA | NA | NA | NA | NA | NA | NA | NA | N
Bradley Farm PV1 | BRAD1 | Solar | Solar | Operating | 5 | 5 | 248.38 | 0 | 0 | 0 | 0 | 0 | 27.04 | NA | NA | NA | NA | NA | NA | NA | NA | N
Brickyard Solar Project | 1 | Solar | Solar | Operating | 2 | 2 | 250.38 | 0 | 0 | 0 | 0 | 0 | 27.04 | NA | NA | NA | NA | NA | NA | NA | NA | N
Bridgeport Disposal Solar Farm | BRIDG | Solar | Solar | Operating | 1.2 | 1.2 | 251.58 | 0 | 0 | 0 | 0 | 0 | 27.04 | NA | NA | NA | NA | NA | NA | NA | NA | N
Bruce A. Henry Solar Energy Farm | BHSF | Solar | Solar | Operating | 3 | 3 | 254.58 | 0 | 0 | 0 | 0 | 0 | 27.04 | NA | NA | NA | NA | NA | NA | NA | NA | N
Bryan Solar Project | 1 | Solar | Solar | Operating | 1.7 | 1.7 | 256.28 | 0 | 0 | 0 | 0 | 0 | 27.04 | NA | NA | NA | NA | NA | NA | NA | NA | N
Burlington - Solar | 1 | Solar | Solar | Operating | 0.41 | 0.41 | 256.69 | 0 | 0 | 0 | 0 | 0 | 27.04 | NA | NA | NA | NA | NA | NA | NA | NA | N
Burlington Solar | 1 | Solar | Solar | Operating | 0.05 | 0.05 | 256.74 | 0 | 0 | 0 | 0 | 0 | 27.04 | NA | NA | NA | NA | NA | NA | NA | NA | N
Cambridge Maryland Solar Farm | PV1 | Solar | Solar | Operating | 3.2 | 3.2 | 259.94 | 0 | 0 | 0 | 0 | 0 | 27.04 | NA | NA | NA | NA | NA | NA | NA | NA | N
Camden Solar Center | 1 | Solar | Solar | Operating | 1.8 | 1.8 | 261.74 | 0 | 0 | 0 | 0 | 0 | 27.04 | NA | NA | NA | NA | NA | NA | NA | NA | N
Carey Solar Farm | 1 | Solar | Solar | Operating | 2 | 2 | 263.74 | 0 | 0 | 0 | 0 | 0 | 27.04 | NA | NA | NA | NA | NA | NA | NA | NA | N
Carlisle Area School District | CASDE | Solar | Solar | Operating | 0.9 | 0.9 | 264.64 | 0 | 0 | 0 | 0 | 0 | 27.04 | NA | NA | NA | NA | NA | NA | NA | NA | N
Carlisle Area School District | CASDW | Solar | Solar | Operating | 0.4 | 0.4 | 265.04 | 0 | 0 | 0 | 0 | 0 | 27.04 | NA | NA | NA | NA | NA | NA | NA | NA | N
Carrier Clinic Solar Facility (Belle Mead Soleil ) | CARRI | Solar | Solar | Operating | 1.5 | 1.5 | 266.54 | 0 | 0 | 0 | 0 | 0 | 27.04 | NA | NA | NA | NA | NA | NA | NA | NA | N
CCBC Catonsville | PV1 | Solar | Solar | Operating | 1.6 | 1.6 | 268.14 | 0 | 0 | 0 | 0 | 0 | 27.04 | NA | NA | NA | NA | NA | NA | NA | NA | N
CCMUA Wastewater Treatment Plant | CCMUA | Solar | Solar | Operating | 1.5 | 1.5 | 269.64 | 0 | 0 | 0 | 0 | 0 | 27.04 | NA | NA | NA | NA | NA | NA | NA | NA | N
Cecil County BoE Solar Project | CCVT | Solar | Solar | Operating | 2 | 2 | 271.64 | 0 | 0 | 0 | 0 | 0 | 27.04 | NA | NA | NA | NA | NA | NA | NA | NA | N
Cedar Branch Solar (NJRCEV) | CEDAR | Solar | Solar | Operating | 5.9 | 5.9 | 277.54 | 0 | 0 | 0 | 0 | 0 | 27.04 | NA | NA | NA | NA | NA | NA | NA | NA | N
Cedarville University(CU Solar) | CU | Solar | Solar | Operating | 1.8 | 1.8 | 279.34 | 0 | 0 | 0 | 0 | 0 | 27.04 | NA | NA | NA | NA | NA | NA | NA | NA | N
Celina Solar Project I (Celina Renewable) | CSP1 | Solar | Solar | Operating | 4 | 4 | 283.34 | 0 | 0 | 0 | 0 | 0 | 27.04 | NA | NA | NA | NA | NA | NA | NA | NA | N
Central Electric Somerset Solar Plant | 1 | Solar | Solar | Operating | 1 | 1 | 284.34 | 0 | 0 | 0 | 0 | 0 | 27.04 | NA | NA | NA | NA | NA | NA | NA | NA | N
CentraState Medical Center PV Facility | CS | Solar | Solar | Operating | 6.3 | 6.3 | 290.64 | 0 | 0 | 0 | 0 | 0 | 27.04 | NA | NA | NA | NA | NA | NA | NA | NA | N
Certified Steel Facility | 1 | Solar | Solar | Operating | 1.2 | 1.2 | 291.84 | 0 | 0 | 0 | 0 | 0 | 27.04 | NA | NA | NA | NA | NA | NA | NA | NA | N
CES Cherry Hill Solar | CHNJ | Solar | Solar | Operating | 1.2 | 1.2 | 293.04 | 0 | 0 | 0 | 0 | 0 | 27.04 | NA | NA | NA | NA | NA | NA | NA | NA | N
CES VMT Solar Project | VMMD | Solar | Solar | Operating | 1.1 | 1.1 | 294.14 | 0 | 0 | 0 | 0 | 0 | 27.04 | NA | NA | NA | NA | NA | NA | NA | NA | N
Chesapeake College Solar Project | PV1 | Solar | Solar | Operating | 2 | 2 | 296.14 | 0 | 0 | 0 | 0 | 0 | 27.04 | NA | NA | NA | NA | NA | NA | NA | NA | N
Chocowinity Solar Project | CHOCO | Solar | Solar | Operating | 5 | 5 | 301.14 | 0 | 0 | 0 | 0 | 0 | 27.04 | NA | NA | NA | NA | NA | NA | NA | NA | N
Christmas Tree Shops | FINJ | Solar | Solar | Operating | 2.1 | 2.1 | 303.24 | 0 | 0 | 0 | 0 | 0 | 27.04 | NA | NA | NA | NA | NA | NA | NA | NA | N
Church Hill Solar Farm | PV1 | Solar | Solar | Operating | 6 | 6 | 309.24 | 0 | 0 | 0 | 0 | 0 | 27.04 | NA | NA | NA | NA | NA | NA | NA | NA | N
Cincinnati Zoo Solar Project | 1 | Solar | Solar | Operating | 1.56 | 1.56 | 310.8 | 0 | 0 | 0 | 0 | 0 | 27.04 | NA | NA | NA | NA | NA | NA | NA | NA | N
Clarksburg Solar | 1 | Solar | Solar | Operating | 0.23 | 0.23 | 311.03 | 0 | 0 | 0 | 0 | 0 | 27.04 | NA | NA | NA | NA | NA | NA | NA | NA | N
Clifton Solar | 1 | Solar | Solar | Operating | 0.05 | 0.05 | 311.08 | 0 | 0 | 0 | 0 | 0 | 27.04 | NA | NA | NA | NA | NA | NA | NA | NA | N
Clinton Battery Storage Project | 1 | Other Fuel | Other | Operating | 10 | 10 | 321.08 | 0 | 0 | 0 | 0 | 0 | 0 | NA | NA | NA | NA | NA | NA | NA | NA | N
Clorox Company Solar Project | PV1 | Solar | Solar | Operating | 1.6 | 1.6 | 322.68 | 0 | 0 | 0 | 0 | 0 | 27.04 | NA | NA | NA | NA | NA | NA | NA | NA | N
Clyde Solar Energy Center | PV1 | Solar | Solar | Operating | 3.6 | 3.6 | 326.28 | 0 | 0 | 0 | 0 | 0 | 27.04 | NA | NA | NA | NA | NA | NA | NA | NA | N
Colonial Eagle I - Elizabeth City Solar | PASQ1 | Solar | Solar | Operating | 20 | 20 | 346.28 | 0 | 0 | 0 | 0 | 0 | 27.04 | NA | NA | NA | NA | NA | NA | NA | NA | N
Colonial Eagle Solar - Whitakers | WHIT1 | Solar | Solar | Operating | 12 | 12 | 358.28 | 0 | 0 | 0 | 0 | 0 | 27.04 | NA | NA | NA | NA | NA | NA | NA | NA | N
Community Food Bank Solar Project | 1 | Solar | Solar | Operating | 1.02 | 1.02 | 359.3 | 0 | 0 | 0 | 0 | 0 | 27.04 | NA | NA | NA | NA | NA | NA | NA | NA | N
Conetoe II Solar Farm | CONE1 | Solar | Solar | Operating | 80 | 80 | 439.3 | 0 | 0 | 0 | 0 | 0 | 27.04 | 13.01 | NA | NA | 166259 | 23.66 | NA | NA | NA | N
Conetoe Solar Farm (Battleboro) | CON15 | Solar | Solar | Operating | 5 | 5 | 444.3 | 0 | 0 | 0 | 0 | 0 | 27.04 | NA | NA | NA | NA | NA | NA | NA | NA | N
Conshohocken -Solar | 1 | Solar | Solar | Operating | 0.06 | 0.06 | 444.36 | 0 | 0 | 0 | 0 | 0 | 27.04 | NA | NA | NA | NA | NA | NA | NA | NA | N
Constellation New Energy Solar Farm | PV1 | Solar | Solar | Operating | 3.9 | 3.9 | 448.26 | 0 | 0 | 0 | 0 | 0 | 27.04 | NA | NA | NA | NA | NA | NA | NA | NA | N
County College of Morris | PV01 | Solar | Solar | Operating | 2.9 | 2.9 | 451.16 | 0 | 0 | 0 | 0 | 0 | 27.04 | NA | NA | NA | NA | NA | NA | NA | NA | N
Cranbury Solar I Project | CRANB | Solar | Solar | Operating | 5 | 5 | 456.16 | 0 | 0 | 0 | 0 | 0 | 27.04 | NA | NA | NA | NA | NA | NA | NA | NA | N
Cranbury Solar II Project | 1 | Solar | Solar | Operating | 1.5 | 1.5 | 457.66 | 0 | 0 | 0 | 0 | 0 | 27.04 | NA | NA | NA | NA | NA | NA | NA | NA | N
Crayola Solar Park | 1 | Solar | Solar | Operating | 1 | 1 | 458.66 | 0 | 0 | 0 | 0 | 0 | 27.04 | NA | NA | NA | NA | NA | NA | NA | NA | N
Crayola Solar Park | 2 | Solar | Solar | Operating | 1 | 1 | 459.66 | 0 | 0 | 0 | 0 | 0 | 27.04 | NA | NA | NA | NA | NA | NA | NA | NA | N
Crayola Solar Park | 3 | Solar | Solar | Operating | 0.8 | 0.8 | 460.46 | 0 | 0 | 0 | 0 | 0 | 27.04 | NA | NA | NA | NA | NA | NA | NA | NA | N
Creswell Alligood Solar Project | CRES1 | Solar | Solar | Operating | 14 | 14 | 474.46 | 0 | 0 | 0 | 0 | 0 | 27.04 | NA | NA | NA | NA | NA | NA | NA | NA | N
CrystEna Energy Battery Storage System | 1 | Other Fuel | Other | Operating | 1 | 1 | 475.46 | 0 | 0 | 0 | 0 | 0 | 0 | NA | NA | NA | NA | NA | NA | NA | NA | N
DC Port Reading Solar | PTNJ | Solar | Solar | Operating | 1.8 | 1.8 | 477.26 | 0 | 0 | 0 | 0 | 0 | 27.04 | NA | NA | NA | NA | NA | NA | NA | NA | N
DD Hay Road Solar 23 | PV1 | Solar | Solar | Operating | 1.2 | 1.2 | 478.46 | 0 | 0 | 0 | 0 | 0 | 27.04 | NA | NA | NA | NA | NA | NA | NA | NA | N
Deer Creek (Clean Energy Solar Pilot Project) | DCPV1 | Solar | Solar | Operating | 2.5 | 2.5 | 480.96 | 0 | 0 | 0 | 0 | 0 | 36.9 | 27.6 | NA | NA | 3343 | 15.22 | NA | NA | NA | N
Delsea Road (Vineland IV) | PV1 | Solar | Solar | Operating | 3.1 | 3.1 | 484.06 | 0 | 0 | 0 | 0 | 0 | 27.04 | NA | NA | NA | NA | NA | NA | NA | NA | N
Deptford -Solar | 1 | Solar | Solar | Operating | 0.06 | 0.06 | 484.12 | 0 | 0 | 0 | 0 | 0 | 27.04 | NA | NA | NA | NA | NA | NA | NA | NA | N
Deptford Solar Project (Kinsley Landfill) | KINS | Solar | Solar | Operating | 8.6 | 8.6 | 492.72 | 0 | 0 | 0 | 0 | 0 | 27.04 | NA | NA | NA | NA | NA | NA | NA | NA | N
Dogwood Solar Power Project | 1 | Solar | Solar | Operating | 20 | 20 | 512.72 | 0 | 0 | 0 | 0 | 0 | 27.04 | NA | NA | NA | NA | NA | NA | NA | NA | N
Dover SUN Park | 1 | Solar | Solar | Operating | 10 | 10 | 522.72 | 0 | 0 | 0 | 0 | 0 | 27.04 | NA | NA | NA | NA | NA | NA | NA | NA | N
Dow Jones Solar Plant | PV01 | Solar | Solar | Operating | 2 | 2 | 524.72 | 0 | 0 | 0 | 0 | 0 | 27.04 | NA | NA | NA | NA | NA | NA | NA | NA | N
Dow Jones Solar Plant | PV02 | Solar | Solar | Operating | 1.6 | 1.6 | 526.32 | 0 | 0 | 0 | 0 | 0 | 27.04 | NA | NA | NA | NA | NA | NA | NA | NA | N
Downs Solar Farm | DOWN1 | Solar | Solar | Operating | 5 | 5 | 531.32 | 0 | 0 | 0 | 0 | 0 | 27.04 | NA | NA | NA | NA | NA | NA | NA | NA | N
East Amwell Solar (NJRCEV) | AMWEL | Solar | Solar | Operating | 1.8 | 1.8 | 533.12 | 0 | 0 | 0 | 0 | 0 | 27.04 | NA | NA | NA | NA | NA | NA | NA | NA | N
Eastampton Solar Farm | 1 | Solar | Solar | Operating | 2.8 | 2.8 | 535.92 | 0 | 0 | 0 | 0 | 0 | 27.04 | NA | NA | NA | NA | NA | NA | NA | NA | N
Eldersburg - KHL492 | 1 | Solar | Solar | Operating | 0.23 | 0.23 | 536.15 | 0 | 0 | 0 | 0 | 0 | 27.04 | NA | NA | NA | NA | NA | NA | NA | NA | N
Elkton Solar Project | ELKTN | Solar | Solar | Operating | 1.6 | 1.6 | 537.75 | 0 | 0 | 0 | 0 | 0 | 27.04 | NA | NA | NA | NA | NA | NA | NA | NA | N
Elwood Energy Battery Storage Center | WCBS | Other Fuel | Other | Operating | 19.8 | 19.8 | 557.55 | 0 | 0 | 0 | 0 | 0 | 0 | NA | NA | NA | NA | NA | NA | NA | NA | N
Emmitsburg Waste Water Treatment Plant | 1 | Solar | Solar | Operating | 2.4 | 2.4 | 559.95 | 0 | 0 | 0 | 0 | 0 | 27.04 | NA | NA | NA | NA | NA | NA | NA | NA | N
Engelhard Solar | PV1 | Solar | Solar | Operating | 1.1 | 1.1 | 561.05 | 0 | 0 | 0 | 0 | 0 | 27.04 | NA | NA | NA | NA | NA | NA | NA | NA | N
Englewood Solar | 1 | Solar | Solar | Operating | 0.1 | 0.1 | 561.15 | 0 | 0 | 0 | 0 | 0 | 27.04 | NA | NA | NA | NA | NA | NA | NA | NA | N
ESS Lewes Battery Storage Project | ESSLS | Other Fuel | Other | Operating | 8 | 8 | 569.15 | 0 | 0 | 0 | 0 | 0 | 0 | NA | NA | NA | NA | NA | NA | NA | NA | N
ETS Ewing Solar Facility | ETS1 | Solar | Solar | Operating | 1.3 | 1.3 | 570.45 | 0 | 0 | 0 | 0 | 0 | 27.04 | NA | NA | NA | NA | NA | NA | NA | NA | N
Everetts Wildcat Solar | EVER1 | Solar | Solar | Operating | 5 | 5 | 575.45 | 0 | 0 | 0 | 0 | 0 | 27.04 | NA | NA | NA | NA | NA | NA | NA | NA | N
Exelon City Solar Project | ECS1 | Solar | Solar | Operating | 9 | 9 | 584.45 | 0 | 0 | 0 | 0 | 0 | 27.04 | NA | NA | NA | NA | NA | NA | NA | NA | N
Exelon-Conergy Solar Energy Center | MESA | Solar | Solar | Operating | 1.1 | 1.1 | 585.55 | 0 | 0 | 0 | 0 | 0 | 27.04 | NA | NA | NA | NA | NA | NA | NA | NA | N
Fairfield at Howell Solar Farm | 1 | Solar | Solar | Operating | 3 | 3 | 588.55 | 0 | 0 | 0 | 0 | 0 | 27.04 | NA | NA | NA | NA | NA | NA | NA | NA | N
Fayetteville Schools Solar Farm | 1 | Solar | Solar | Operating | 0.99 | 0.99 | 589.54 | 0 | 0 | 0 | 0 | 0 | 27.04 | NA | NA | NA | NA | NA | NA | NA | NA | N
FedEx Field Solar Facility | 1 | Solar | Solar | Operating | 2 | 2 | 591.54 | 0 | 0 | 0 | 0 | 0 | 27.04 | NA | NA | NA | NA | NA | NA | NA | NA | N
FedEx Ground Solar Project | 1 | Solar | Solar | Operating | 2.4 | 2.4 | 593.94 | 0 | 0 | 0 | 0 | 0 | 27.04 | NA | NA | NA | NA | NA | NA | NA | NA | N
Fisher Solar Farm | BAT1 | Solar | Solar | Operating | 5 | 5 | 598.94 | 0 | 0 | 0 | 0 | 0 | 27.04 | NA | NA | NA | NA | NA | NA | NA | NA | N
Flanders Solar PV Plant | PV1 | Solar | Solar | Operating | 1.4 | 1.4 | 600.34 | 0 | 0 | 0 | 0 | 0 | 27.04 | NA | NA | NA | NA | NA | NA | NA | NA | N
Flemington Solar | FSNJ | Solar | Solar | Operating | 7.9 | 7.9 | 608.24 | 0 | 0 | 0 | 0 | 0 | 27.04 | NA | NA | NA | NA | NA | NA | NA | NA | N
Flint Hill Solar Project | FHSPV | Solar | Solar | Operating | 5 | 5 | 613.24 | 0 | 0 | 0 | 0 | 0 | 27.04 | NA | NA | NA | NA | NA | NA | NA | NA | N
Fort Detrick Solar Facility | 1 | Solar | Solar | Operating | 15 | 15 | 628.24 | 0 | 0 | 0 | 0 | 0 | 27.04 | NA | NA | NA | NA | NA | NA | NA | NA | N
Franklin Park Solar | 1 | Solar | Solar | Operating | 0.05 | 0.05 | 628.29 | 0 | 0 | 0 | 0 | 0 | 27.04 | NA | NA | NA | NA | NA | NA | NA | NA | N
Freehold Solar | 1 | Solar | Solar | Operating | 0.22 | 0.22 | 628.51 | 0 | 0 | 0 | 0 | 0 | 27.04 | NA | NA | NA | NA | NA | NA | NA | NA | N
Frenchtown I Solar Project | F1NJ | Solar | Solar | Operating | 3 | 3 | 636.51 | 0 | 0 | 0 | 0 | 0 | 27.04 | NA | NA | NA | NA | NA | NA | NA | NA | N
Frenchtown II Solar Project | F2NJ | Solar | Solar | Operating | 3 | 3 | 639.51 | 0 | 0 | 0 | 0 | 0 | 27.04 | NA | NA | NA | NA | NA | NA | NA | NA | N
Frenchtown III Solar Project | F3NJ | Solar | Solar | Operating | 7.9 | 7.9 | 647.41 | 0 | 0 | 0 | 0 | 0 | 27.04 | NA | NA | NA | NA | NA | NA | NA | NA | N
French’s Landfill Solar Project | 1 | Solar | Solar | Operating | 5 | 5 | 633.51 | 0 | 0 | 0 | 0 | 0 | 27.04 | NA | NA | NA | NA | NA | NA | NA | NA | N
G&S Wantage Solar Farm | PV1 | Solar | Solar | Operating | 8.5 | 8.5 | 655.91 | 0 | 0 | 0 | 0 | 0 | 27.04 | NA | NA | NA | NA | NA | NA | NA | NA | N
Garysburg Solar | 5MWPV | Solar | Solar | Operating | 4.99 | 4.99 | 660.9 | 0 | 0 | 0 | 0 | 0 | 27.04 | NA | NA | NA | NA | NA | NA | NA | NA | N
Gaston Solar Project | 5MWPV | Solar | Solar | Operating | 4.99 | 4.99 | 665.89 | 0 | 0 | 0 | 0 | 0 | 27.04 | NA | NA | NA | NA | NA | NA | NA | NA | N
Gates Solar Project | GATES | Solar | Solar | Operating | 5 | 5 | 670.89 | 0 | 0 | 0 | 0 | 0 | 27.04 | NA | NA | NA | NA | NA | NA | NA | NA | N
Gerrard Berman Day School Solar | 1 | Solar | Solar | Operating | 0.1 | 0.1 | 670.99 | 0 | 0 | 0 | 0 | 0 | 27.04 | NA | NA | NA | NA | NA | NA | NA | NA | N
Gerresheimer Glass Solar Facility | GG | Solar | Solar | Operating | 2.3 | 2.3 | 673.29 | 0 | 0 | 0 | 0 | 0 | 27.04 | NA | NA | NA | NA | NA | NA | NA | NA | N
GKS Solar Farm | GKS1 | Solar | Solar | Operating | 5 | 5 | 678.29 | 0 | 0 | 0 | 0 | 0 | 27.04 | NA | NA | NA | NA | NA | NA | NA | NA | N
Glen Meadows Retirement Community Solar Project | PSLS | Solar | Solar | Operating | 1.2 | 1.2 | 679.49 | 0 | 0 | 0 | 0 | 0 | 27.04 | NA | NA | NA | NA | NA | NA | NA | NA | N
Glendora Solar | 1 | Solar | Solar | Operating | 0.05 | 0.05 | 679.54 | 0 | 0 | 0 | 0 | 0 | 27.04 | NA | NA | NA | NA | NA | NA | NA | NA | N
GM Lordstown Assembly Solar Array | 12345 | Solar | Solar | Operating | 0.6 | 0.6 | 680.14 | 0 | 0 | 0 | 0 | 0 | 27.04 | NA | NA | NA | NA | NA | NA | NA | NA | N
Grand Ridge Battery Projects | 1 | Other Fuel | Other | Operating | 3 | 3 | 683.14 | 0 | 0 | 0 | 0 | 0 | 0 | NA | NA | NA | NA | NA | NA | NA | NA | N
Grand Ridge Battery Projects | GIVB | Other Fuel | Other | Operating | 1.5 | 1.5 | 684.64 | 0 | 0 | 0 | 0 | 0 | 0 | NA | NA | NA | NA | NA | NA | NA | NA | N
Grand Ridge Battery Projects | GRES | Other Fuel | Other | Operating | 31.5 | 31.5 | 716.14 | 0 | 0 | 0 | 0 | 0 | 0 | NA | NA | NA | NA | NA | NA | NA | NA | N
Grand Ridge Solar Project | 1 | Solar | Solar | Operating | 20 | 20 | 736.14 | 0 | 0 | 0 | 0 | 0 | 27.04 | NA | NA | NA | NA | NA | NA | NA | NA | N
Green Farm | GREEN | Solar | Solar | Operating | 4.99 | 4.99 | 741.13 | 0 | 0 | 0 | 0 | 0 | 27.04 | NA | NA | NA | NA | NA | NA | NA | NA | N
Green Mountain Battery Storage System | BGM | Other Fuel | Other | Operating | 10.4 | 10.4 | 751.53 | 0 | 0 | 0 | 0 | 0 | 0 | NA | NA | NA | NA | NA | NA | NA | NA | N
Hackensack Solar Farm | 1 | Solar | Solar | Operating | 1.06 | 1.06 | 752.59 | 0 | 0 | 0 | 0 | 0 | 27.04 | NA | NA | NA | NA | NA | NA | NA | NA | N
Hagerstown - KHL987 | 1 | Solar | Solar | Operating | 0.21 | 0.21 | 752.8 | 0 | 0 | 0 | 0 | 0 | 27.04 | NA | NA | NA | NA | NA | NA | NA | NA | N
Hall's Corp Solar - I Facility | TBD | Solar | Solar | Operating | 1.5 | 1.5 | 754.3 | 0 | 0 | 0 | 0 | 0 | 27.04 | NA | NA | NA | NA | NA | NA | NA | NA | N
Hamilton Township Solar Project | PV1 | Solar | Solar | Operating | 3.5 | 3.5 | 757.8 | 0 | 0 | 0 | 0 | 0 | 27.04 | NA | NA | NA | NA | NA | NA | NA | NA | N
Hamilton Township Solar Project | PV2 | Solar | Solar | Operating | 4 | 4 | 761.8 | 0 | 0 | 0 | 0 | 0 | 27.04 | NA | NA | NA | NA | NA | NA | NA | NA | N
Hanover | HNOVR | Solar | Solar | Operating | 5 | 5 | 766.8 | 0 | 0 | 0 | 0 | 0 | 27.04 | NA | NA | NA | NA | NA | NA | NA | NA | N
Hardison Farm Solar Project | HFSPV | Solar | Solar | Operating | 4.99 | 4.99 | 771.79 | 0 | 0 | 0 | 0 | 0 | 27.04 | NA | NA | NA | NA | NA | NA | NA | NA | N
Harmon DC Totowa NJ | TONJ | Solar | Solar | Operating | 1.5 | 1.5 | 773.29 | 0 | 0 | 0 | 0 | 0 | 27.04 | NA | NA | NA | NA | NA | NA | NA | NA | N
Harmony PV | HRMNY | Solar | Solar | Operating | 3 | 3 | 776.29 | 0 | 0 | 0 | 0 | 0 | 27.04 | NA | NA | NA | NA | NA | NA | NA | NA | N
Hartz Way Solar Project | 1 | Solar | Solar | Operating | 0.6 | 0.6 | 776.89 | 0 | 0 | 0 | 0 | 0 | 27.04 | NA | NA | NA | NA | NA | NA | NA | NA | N
Havre de Grace II - E at Perryman | PV1 | Solar | Solar | Operating | 1.5 | 1.5 | 778.39 | 0 | 0 | 0 | 0 | 0 | 27.04 | NA | NA | NA | NA | NA | NA | NA | NA | N
Hazle Township Flywheel Energy Storage | HRS1A | Other Fuel | Other | Operating | 4 | 4 | 782.39 | 0 | 0 | 0 | 0 | 0 | 0 | NA | NA | NA | NA | NA | NA | NA | NA | N
Hazle Township Flywheel Energy Storage | HRS1B | Other Fuel | Other | Operating | 10 | 10 | 792.39 | 0 | 0 | 0 | 0 | 0 | 0 | NA | NA | NA | NA | NA | NA | NA | NA | N
Hazle Township Flywheel Energy Storage | HRS1C | Other Fuel | Other | Operating | 6 | 6 | 798.39 | 0 | 0 | 0 | 0 | 0 | 0 | NA | NA | NA | NA | NA | NA | NA | NA | N
Hebron Solar Farm | PV1 | Solar | Solar | Operating | 15 | 15 | 813.39 | 0 | 0 | 0 | 0 | 0 | 27.04 | NA | NA | NA | NA | NA | NA | NA | NA | N
Heller Edison Solar Park | 1 | Solar | Solar | Operating | 1.5 | 1.5 | 814.89 | 0 | 0 | 0 | 0 | 0 | 27.04 | NA | NA | NA | NA | NA | NA | NA | NA | N
Hemlock Solar Project | HEMLK | Solar | Solar | Operating | 5 | 5 | 819.89 | 0 | 0 | 0 | 0 | 0 | 27.04 | NA | NA | NA | NA | NA | NA | NA | NA | N
Herbert Farm Solar Project (Hughesville) | 1 | Solar | Solar | Operating | 5.5 | 5.5 | 825.39 | 0 | 0 | 0 | 0 | 0 | 27.04 | NA | NA | NA | NA | NA | NA | NA | NA | N
Hill Sunbury Solar Farm (SolNCPower6) | SUN1 | Solar | Solar | Operating | 5 | 5 | 830.39 | 0 | 0 | 0 | 0 | 0 | 27.04 | NA | NA | NA | NA | NA | NA | NA | NA | N
Hillsborough | 1 | Solar | Solar | Operating | 0.26 | 0.26 | 830.65 | 0 | 0 | 0 | 0 | 0 | 27.04 | NA | NA | NA | NA | NA | NA | NA | NA | N
HMV Minster Battery Energy Storage System | MIN02 | Other Fuel | Other | Operating | 7 | 7 | 837.65 | 0 | 0 | 0 | 0 | 0 | 0 | NA | NA | NA | NA | NA | NA | NA | NA | N
HMW Minster PV I | MIN01 | Solar | Solar | Operating | 3 | 3 | 840.65 | 0 | 0 | 0 | 0 | 0 | 27.04 | NA | NA | NA | NA | NA | NA | NA | NA | N
Holmdel Solar Power Plant | 1 | Solar | Solar | Operating | 3 | 3 | 843.65 | 0 | 0 | 0 | 0 | 0 | 27.04 | NA | NA | NA | NA | NA | NA | NA | NA | N
Howell Solar Farm (NJR) | 1 | Solar | Solar | Operating | 9.9 | 9.9 | 853.55 | 0 | 0 | 0 | 0 | 0 | 27.04 | NA | NA | NA | NA | NA | NA | NA | NA | N
HXOap Solar One (HXOap1.2) (Geenex) | 1 | Solar | Solar | Operating | 20 | 20 | 873.55 | 0 | 0 | 0 | 0 | 0 | 27.04 | NA | NA | NA | NA | NA | NA | NA | NA | N
IKEA College Park 411 Solar Project | PV | Solar | Solar | Operating | 1 | 1 | 874.55 | 0 | 0 | 0 | 0 | 0 | 27.04 | NA | NA | NA | NA | NA | NA | NA | NA | N
IKEA Perryville 460 (Perryville Solar) | PV | Solar | Solar | Operating | 2 | 2 | 876.55 | 0 | 0 | 0 | 0 | 0 | 27.04 | NA | NA | NA | NA | NA | NA | NA | NA | N
IKEA Westhampton 061 Solar Project | PV | Solar | Solar | Operating | 1.8 | 1.8 | 878.35 | 0 | 0 | 0 | 0 | 0 | 27.04 | NA | NA | NA | NA | NA | NA | NA | NA | N
IMPA Washington Solar Park | SWASH | Solar | Solar | Operating | 2 | 2 | 880.35 | 0 | 0 | 0 | 0 | 0 | 27.04 | NA | NA | NA | NA | NA | NA | NA | NA | N
ISH Solar Central, LLC | 1 | Solar | Solar | Operating | 1.4 | 1.4 | 881.75 | 0 | 0 | 0 | 0 | 0 | 27.04 | NA | NA | NA | NA | NA | NA | NA | NA | N
Jackson Liberty HS Solar Project | PV1 | Solar | Solar | Operating | 1.2 | 1.2 | 882.95 | 0 | 0 | 0 | 0 | 0 | 27.04 | NA | NA | NA | NA | NA | NA | NA | NA | N
Jacobstown Solar Project | PV1 | Solar | Solar | Operating | 5 | 5 | 887.95 | 0 | 0 | 0 | 0 | 0 | 27.04 | NA | NA | NA | NA | NA | NA | NA | NA | N
Jakana Solar Farm | 5MWPV | Solar | Solar | Operating | 5 | 5 | 892.95 | 0 | 0 | 0 | 0 | 0 | 27.04 | NA | NA | NA | NA | NA | NA | NA | NA | N
Jake Energy Battery Storage Center | JBS | Other Fuel | Other | Operating | 19.8 | 19.8 | 912.75 | 0 | 0 | 0 | 0 | 0 | 0 | NA | NA | NA | NA | NA | NA | NA | NA | N
Jefferson Avenue Solar Project | 1 | Solar | Solar | Operating | 1.1 | 1.1 | 913.85 | 0 | 0 | 0 | 0 | 0 | 27.04 | NA | NA | NA | NA | NA | NA | NA | NA | N
Jersey Gardens Phase 1 | 1 | Solar | Solar | Operating | 1.7 | 1.7 | 915.55 | 0 | 0 | 0 | 0 | 0 | 27.04 | NA | NA | NA | NA | NA | NA | NA | NA | N
Jersey Gardens Phase 2 | 1 | Solar | Solar | Operating | 2.3 | 2.3 | 917.85 | 0 | 0 | 0 | 0 | 0 | 27.04 | NA | NA | NA | NA | NA | NA | NA | NA | N
JMB Mcguire-Dix-Lakehurst Solar Project | UCIV | Solar | Solar | Operating | 11.4 | 11.4 | 929.25 | 0 | 0 | 0 | 0 | 0 | 27.04 | NA | NA | NA | NA | NA | NA | NA | NA | N
Johnson Matthey Inc Solar | PV1 | Solar | Solar | Operating | 4 | 4 | 933.25 | 0 | 0 | 0 | 0 | 0 | 27.04 | NA | NA | NA | NA | NA | NA | NA | NA | N
Jordache Enterprises Solar | 2 | Solar | Solar | Operating | 1 | 1 | 934.25 | 0 | 0 | 0 | 0 | 0 | 27.04 | NA | NA | NA | NA | NA | NA | NA | NA | N
Jordache Enterprises Solar | PV | Solar | Solar | Operating | 1.3 | 1.3 | 935.55 | 0 | 0 | 0 | 0 | 0 | 27.04 | NA | NA | NA | NA | NA | NA | NA | NA | N
Junction Road Solar Facility (NJRCEV) | JUNCT | Solar | Solar | Operating | 4.4 | 4.4 | 939.95 | 0 | 0 | 0 | 0 | 0 | 27.04 | NA | NA | NA | NA | NA | NA | NA | NA | N
KDC Solar Branchburg (Imclone) | IM | Solar | Solar | Operating | 10 | 10 | 949.95 | 0 | 0 | 0 | 0 | 0 | 27.04 | NA | NA | NA | NA | NA | NA | NA | NA | N
KDC Solar RTC (Delilah Road Landfill) | DRLS | Solar | Solar | Operating | 8.5 | 8.5 | 958.45 | 0 | 0 | 0 | 0 | 0 | 27.04 | NA | NA | NA | NA | NA | NA | NA | NA | N
Kearny Landfill Solar Project (NJMC 1A Landfill) | NJMC | Solar | Solar | Operating | 2.5 | 2.5 | 960.95 | 0 | 0 | 0 | 0 | 0 | 27.04 | NA | NA | NA | NA | NA | NA | NA | NA | N
Kearny Solar Project | 1 | Solar | Solar | Operating | 0.44 | 0.44 | 961.39 | 0 | 0 | 0 | 0 | 0 | 27.04 | NA | NA | NA | NA | NA | NA | NA | NA | N
Kelford Solar Project | KELF1 | Solar | Solar | Operating | 21.5 | 21.5 | 982.89 | 0 | 0 | 0 | 0 | 0 | 27.04 | NA | NA | NA | NA | NA | NA | NA | NA | N
Kelly Solar | 1 | Solar | Solar | Operating | 0.15 | 0.15 | 983.04 | 0 | 0 | 0 | 0 | 0 | 27.04 | NA | NA | NA | NA | NA | NA | NA | NA | N
Kent County Water Treatment Solar Project | 1 | Solar | Solar | Operating | 1.2 | 1.2 | 984.24 | 0 | 0 | 0 | 0 | 0 | 27.04 | NA | NA | NA | NA | NA | NA | NA | NA | N
Kent County-Kennedyville | PVKV | Solar | Solar | Operating | 1 | 1 | 985.24 | 0 | 0 | 0 | 0 | 0 | 27.04 | NA | NA | NA | NA | NA | NA | NA | NA | N
Keystone Solar Project | KSTN | Solar | Solar | Operating | 5 | 5 | 990.24 | 0 | 0 | 0 | 0 | 0 | 27.04 | NA | NA | NA | NA | NA | NA | NA | NA | N
Kingsville Solar (MOM’s Organic Market) | 1 | Solar | Solar | Operating | 1.5 | 1.5 | 991.74 | 0 | 0 | 0 | 0 | 0 | 27.04 | NA | NA | NA | NA | NA | NA | NA | NA | N
Knouse Foods Solar Plant | 1 | Solar | Solar | Operating | 3 | 3 | 994.74 | 0 | 0 | 0 | 0 | 0 | 27.04 | NA | NA | NA | NA | NA | NA | NA | NA | N
L&D Landfill Solar Project | L&D | Solar | Solar | Operating | 10 | 10 | 1004.74 | 0 | 0 | 0 | 0 | 0 | 27.04 | NA | NA | NA | NA | NA | NA | NA | NA | N
L'Oreal Piscataway Solar Project | UNIT1 | Solar | Solar | Operating | 1.3 | 1.3 | 1076.04 | 0 | 0 | 0 | 0 | 0 | 27.04 | NA | NA | NA | NA | NA | NA | NA | NA | N
Lakewood Seven Solar Project | PV1 | Solar | Solar | Operating | 1 | 1 | 1005.74 | 0 | 0 | 0 | 0 | 0 | 27.04 | NA | NA | NA | NA | NA | NA | NA | NA | N
Landis Sewerage Authority Solar Project | PV1 | Solar | Solar | Operating | 3.7 | 3.7 | 1009.44 | 0 | 0 | 0 | 0 | 0 | 27.04 | NA | NA | NA | NA | NA | NA | NA | NA | N
Laurel Mountain Battery Storage Project | 2 | Other Fuel | Other | Operating | 32 | 32 | 1041.44 | 0 | 0 | 0 | 0 | 0 | 0 | NA | NA | NA | NA | NA | NA | NA | NA | N
Lawrenceville School Solar Facility | TLS | Solar | Solar | Operating | 5.2 | 5.2 | 1046.64 | 0 | 0 | 0 | 0 | 0 | 27.04 | NA | NA | NA | NA | NA | NA | NA | NA | N
Lebanon Solar | LSNJ | Solar | Solar | Operating | 2 | 2 | 1048.64 | 0 | 0 | 0 | 0 | 0 | 27.04 | NA | NA | NA | NA | NA | NA | NA | NA | N
Leggett Solar Farm | 1 | Solar | Solar | Operating | 5 | 5 | 1053.64 | 0 | 0 | 0 | 0 | 0 | 27.04 | NA | NA | NA | NA | NA | NA | NA | NA | N
Lewiston Solar Farm | 5MWPV | Solar | Solar | Operating | 5 | 5 | 1058.64 | 0 | 0 | 0 | 0 | 0 | 27.04 | NA | NA | NA | NA | NA | NA | NA | NA | N
Lincoln Financial Field Solar Plant | GEN1 | Solar | Solar | Operating | 2.9 | 2.9 | 1061.54 | 0 | 0 | 0 | 0 | 0 | 27.04 | NA | NA | NA | NA | NA | NA | NA | NA | N
Linden Solar Farm | LIND | Solar | Solar | Operating | 2.7 | 2.7 | 1064.24 | 0 | 0 | 0 | 0 | 0 | 27.04 | NA | NA | NA | NA | NA | NA | NA | NA | N
Livingston Solar Canopies | LVSC | Solar | Solar | Operating | 3.2 | 3.2 | 1067.44 | 0 | 0 | 0 | 0 | 0 | 27.04 | NA | NA | NA | NA | NA | NA | NA | NA | N
Livingston Solar Farm | LVSF | Solar | Solar | Operating | 1 | 1 | 1068.44 | 0 | 0 | 0 | 0 | 0 | 27.04 | NA | NA | NA | NA | NA | NA | NA | NA | N
Long Farm 46 Solar | PV1 | Solar | Solar | Operating | 5 | 5 | 1073.44 | 0 | 0 | 0 | 0 | 0 | 27.04 | NA | NA | NA | NA | NA | NA | NA | NA | N
Longwood Gardens Solar Plant | 1 | Solar | Solar | Operating | 1.3 | 1.3 | 1074.74 | 0 | 0 | 0 | 0 | 0 | 27.04 | NA | NA | NA | NA | NA | NA | NA | NA | N
Macy's East Brunswick Solar | 1 | Solar | Solar | Operating | 0.42 | 0.42 | 1076.46 | 0 | 0 | 0 | 0 | 0 | 27.04 | NA | NA | NA | NA | NA | NA | NA | NA | N
Magnolia Solar | 1 | Solar | Solar | Operating | 0.05 | 0.05 | 1076.51 | 0 | 0 | 0 | 0 | 0 | 27.04 | NA | NA | NA | NA | NA | NA | NA | NA | N
Manahawkin Solar | 1 | Solar | Solar | Operating | 0.21 | 0.21 | 1076.72 | 0 | 0 | 0 | 0 | 0 | 27.04 | NA | NA | NA | NA | NA | NA | NA | NA | N
Manalapan Village Solar Project | MANVL | Solar | Solar | Operating | 3.5 | 3.5 | 1080.22 | 0 | 0 | 0 | 0 | 0 | 27.04 | NA | NA | NA | NA | NA | NA | NA | NA | N
Mantua - KHL722 | 1 | Solar | Solar | Operating | 0.2 | 0.2 | 1080.42 | 0 | 0 | 0 | 0 | 0 | 27.04 | NA | NA | NA | NA | NA | NA | NA | NA | N
Marlboro Mushrooms Solar Field | GEN1 | Solar | Solar | Operating | 0.3 | 0.3 | 1080.72 | 0 | 0 | 0 | 0 | 0 | 27.04 | NA | NA | NA | NA | NA | NA | NA | NA | N
Martin Limestone Solar Array Plant | GEN1 | Solar | Solar | Operating | 1 | 1 | 1081.72 | 0 | 0 | 0 | 0 | 0 | 27.04 | NA | NA | NA | NA | NA | NA | NA | NA | N
Maryland Solar Project | MSH1 | Solar | Solar | Operating | 20.9 | 20.9 | 1102.62 | 0 | 0 | 0 | 0 | 0 | 27.04 | 14.9 | NA | NA | 37943 | 20.67 | NA | NA | NA | N
Masser Farms Realty Solar | MFRS | Solar | Solar | Operating | 0.7 | 0.7 | 1103.32 | 0 | 0 | 0 | 0 | 0 | 27.04 | NA | NA | NA | NA | NA | NA | NA | NA | N
Matrix Buildings A&B (Perth Amboy) Solar | MATR | Solar | Solar | Operating | 2.5 | 2.5 | 1105.82 | 0 | 0 | 0 | 0 | 0 | 27.04 | NA | NA | NA | NA | NA | NA | NA | NA | N
Matrix Buildings A&B (Perth Amboy) Solar | SWC1 | Solar | Solar | Operating | 3.5 | 3.5 | 1109.32 | 0 | 0 | 0 | 0 | 0 | 27.04 | NA | NA | NA | NA | NA | NA | NA | NA | N
Mays Landing Solar Facility | 1 | Solar | Solar | Operating | 4 | 4 | 1113.32 | 0 | 0 | 0 | 0 | 0 | 27.04 | NA | NA | NA | NA | NA | NA | NA | NA | N
MC1 Solar Farm | MC1PV | Solar | Solar | Operating | 5 | 5 | 1118.32 | 0 | 0 | 0 | 0 | 0 | 27.04 | NA | NA | NA | NA | NA | NA | NA | NA | N
MCCo Solar Generating Facility | MCCO1 | Solar | Solar | Operating | 0.9 | 0.9 | 1119.22 | 0 | 0 | 0 | 0 | 0 | 27.04 | NA | NA | NA | NA | NA | NA | NA | NA | N
McGraw Hill Solar Farm | MCGRH | Solar | Solar | Operating | 12 | 12 | 1131.22 | 0 | 0 | 0 | 0 | 0 | 27.04 | NA | NA | NA | NA | NA | NA | NA | NA | N
McHenry Storage Project | MCH1 | Other Fuel | Other | Operating | 20 | 20 | 1151.22 | 0 | 0 | 0 | 0 | 0 | 0 | NA | NA | NA | NA | NA | NA | NA | NA | N
McKee City Solar Phase 2 | UNIT1 | Solar | Solar | Operating | 2.6 | 2.6 | 1153.82 | 0 | 0 | 0 | 0 | 0 | 27.04 | NA | NA | NA | NA | NA | NA | NA | NA | N
MEBA Calhoon Solar Project | 1 | Solar | Solar | Operating | 1.5 | 1.5 | 1155.32 | 0 | 0 | 0 | 0 | 0 | 27.04 | NA | NA | NA | NA | NA | NA | NA | NA | N
Medford WWTP | MED1 | Solar | Solar | Operating | 1.3 | 1.3 | 1156.62 | 0 | 0 | 0 | 0 | 0 | 27.04 | NA | NA | NA | NA | NA | NA | NA | NA | N
Mercer County College Solar | PV01 | Solar | Solar | Operating | 7.5 | 7.5 | 1164.12 | 0 | 0 | 0 | 0 | 0 | 27.04 | NA | NA | NA | NA | NA | NA | NA | NA | N
Mercer Mall | 1 | Solar | Solar | Operating | 1.1 | 1.1 | 1165.22 | 0 | 0 | 0 | 0 | 0 | 27.04 | NA | NA | NA | NA | NA | NA | NA | NA | N
Middlesex Apple Orchard Complex | SEF-1 | Solar | Solar | Operating | 1.3 | 1.3 | 1166.52 | 0 | 0 | 0 | 0 | 0 | 27.04 | NA | NA | NA | NA | NA | NA | NA | NA | N
Middlesex Apple Orchard Complex | SEF-2 | Solar | Solar | Operating | 3.4 | 3.4 | 1169.92 | 0 | 0 | 0 | 0 | 0 | 27.04 | NA | NA | NA | NA | NA | NA | NA | NA | N
Mill Creek Solar | MILLC | Solar | Solar | Operating | 3.5 | 3.5 | 1173.42 | 0 | 0 | 0 | 0 | 0 | 27.04 | NA | NA | NA | NA | NA | NA | NA | NA | N
Millville Solar Project(Mill-Green) | U1BB | Solar | Solar | Operating | 1 | 1 | 1174.42 | 0 | 0 | 0 | 0 | 0 | 27.04 | NA | NA | NA | NA | NA | NA | NA | NA | N
Millville Solar Project(Mill-Green) | U2DB | Solar | Solar | Operating | 0.5 | 0.5 | 1174.92 | 0 | 0 | 0 | 0 | 0 | 27.04 | NA | NA | NA | NA | NA | NA | NA | NA | N
Milton NaS Battery Storage Project | 1 | Other Fuel | Other | Operating | 2 | 2 | 1176.92 | 0 | 0 | 0 | 0 | 0 | 0 | NA | NA | NA | NA | NA | NA | NA | NA | N
Modlin Farm Solar | MSFPV | Solar | Solar | Operating | 5 | 5 | 1181.92 | 0 | 0 | 0 | 0 | 0 | 27.04 | NA | NA | NA | NA | NA | NA | NA | NA | N
Monroe Solar | 1 | Solar | Solar | Operating | 0.46 | 0.46 | 1182.38 | 0 | 0 | 0 | 0 | 0 | 27.04 | NA | NA | NA | NA | NA | NA | NA | NA | N
Morgans Corner Solar Energy Project | 1 | Solar | Solar | Operating | 20 | 20 | 1202.38 | 0 | 0 | 0 | 0 | 0 | 27.04 | NA | NA | NA | 0 | 0 | NA | NA | NA | N
Morgantown Solar Park | 1 | Solar | Solar | Operating | 1.4 | 1.4 | 1203.78 | 0 | 0 | 0 | 0 | 0 | 27.04 | NA | NA | NA | NA | NA | NA | NA | NA | N
Mount St. Mary's PV Park | 1 | Solar | Solar | Operating | 1.68 | 1.68 | 1205.46 | 0 | 0 | 0 | 0 | 0 | 27.04 | NA | NA | NA | NA | NA | NA | NA | NA | N
Mount St. Mary's PV Park | PV1 | Solar | Solar | Operating | 13.7 | 13.7 | 1219.16 | 0 | 0 | 0 | 0 | 0 | 27.04 | NA | NA | NA | NA | NA | NA | NA | NA | N
Mt. Laurel CleanLight Solar Project | 1 | Solar | Solar | Operating | 2.8 | 2.8 | 1221.96 | 0 | 0 | 0 | 0 | 0 | 27.04 | NA | NA | NA | NA | NA | NA | NA | NA | N
Murfreesboro Solar Project | 1 | Solar | Solar | Operating | 0.33 | 0.33 | 1222.29 | 0 | 0 | 0 | 0 | 0 | 27.04 | NA | NA | NA | NA | NA | NA | NA | NA | N
Murfreesboro Solar Project | 2 | Solar | Solar | Operating | 0.33 | 0.33 | 1222.63 | 0 | 0 | 0 | 0 | 0 | 27.04 | NA | NA | NA | NA | NA | NA | NA | NA | N
Murfreesboro Solar Project | 3 | Solar | Solar | Operating | 0.33 | 0.33 | 1222.96 | 0 | 0 | 0 | 0 | 0 | 27.04 | NA | NA | NA | NA | NA | NA | NA | NA | N
Murfreesboro Solar Project | 4 | Solar | Solar | Operating | 0.33 | 0.33 | 1223.29 | 0 | 0 | 0 | 0 | 0 | 27.04 | NA | NA | NA | NA | NA | NA | NA | NA | N
Murfreesboro Solar Project | 5 | Solar | Solar | Operating | 0.33 | 0.33 | 1223.63 | 0 | 0 | 0 | 0 | 0 | 27.04 | NA | NA | NA | NA | NA | NA | NA | NA | N
Murray Hill Solar | MHNJ | Solar | Solar | Operating | 1 | 1 | 1224.63 | 0 | 0 | 0 | 0 | 0 | 27.04 | NA | NA | NA | NA | NA | NA | NA | NA | N
Napoleon Solar I Project | 1 | Solar | Solar | Operating | 8 | 8 | 1232.63 | 0 | 0 | 0 | 0 | 0 | 27.04 | NA | NA | NA | NA | NA | NA | NA | NA | N
NC One Solar Plant | 1 | Solar | Solar | Operating | 1.8 | 1.8 | 1234.43 | 0 | 0 | 0 | 0 | 0 | 27.04 | NA | NA | NA | NA | NA | NA | NA | NA | N
New Haven Solar RES | PV1 | Solar | Solar | Operating | 1.08 | 1.08 | 1235.51 | 0 | 0 | 0 | 0 | 0 | 27.04 | NA | NA | NA | NA | NA | NA | NA | NA | N
New Hope Solar Project | 1 | Solar | Solar | Operating | 1.37 | 1.37 | 1236.88 | 0 | 0 | 0 | 0 | 0 | 27.04 | NA | NA | NA | NA | NA | NA | NA | NA | N
New Jersey Oak Solar Project | OAK | Solar | Solar | Operating | 10 | 10 | 1246.88 | 0 | 0 | 0 | 0 | 0 | 27.04 | NA | NA | NA | NA | NA | NA | NA | NA | N
NFI Cherry Hill Solar Project | CH | Solar | Solar | Operating | 1.1 | 1.1 | 1247.98 | 0 | 0 | 0 | 0 | 0 | 27.04 | NA | NA | NA | NA | NA | NA | NA | NA | N
NFI Solar PV Plant | P1 | Solar | Solar | Operating | 1.6 | 1.6 | 1249.58 | 0 | 0 | 0 | 0 | 0 | 27.04 | NA | NA | NA | NA | NA | NA | NA | NA | N
NFI Solar PV Plant | P2 | Solar | Solar | Operating | 0.8 | 0.8 | 1250.38 | 0 | 0 | 0 | 0 | 0 | 27.04 | NA | NA | NA | NA | NA | NA | NA | NA | N
NHA Mansfield Solar Project | PV1 | Solar | Solar | Operating | 5 | 5 | 1255.38 | 0 | 0 | 0 | 0 | 0 | 27.04 | NA | NA | NA | NA | NA | NA | NA | NA | N
Nixon Farm Solar Project | 1 | Solar | Solar | Operating | 0.7 | 0.7 | 1256.08 | 0 | 0 | 0 | 0 | 0 | 27.04 | NA | NA | NA | NA | NA | NA | NA | NA | N
North Bergen Solar Project | PV1 | Solar | Solar | Operating | 2.09 | 2.09 | 1258.17 | 0 | 0 | 0 | 0 | 0 | 27.04 | NA | NA | NA | NA | NA | NA | NA | NA | N
North Jersey Media Group Solar Facility | NJMG | Solar | Solar | Operating | 4.1 | 4.1 | 1262.27 | 0 | 0 | 0 | 0 | 0 | 27.04 | NA | NA | NA | NA | NA | NA | NA | NA | N
North Main Road Solar Project | PV1 | Solar | Solar | Operating | 2.3 | 2.3 | 1264.57 | 0 | 0 | 0 | 0 | 0 | 27.04 | NA | NA | NA | NA | NA | NA | NA | NA | N
North Ninth Street Solar | SOL1 | Solar | Solar | Operating | 0.3 | 0.3 | 1264.87 | 0 | 0 | 0 | 0 | 0 | 27.04 | NA | NA | NA | NA | NA | NA | NA | NA | N
North Run | NRUN1 | Solar | Solar | Operating | 5 | 5 | 1269.87 | 0 | 0 | 0 | 0 | 0 | 27.04 | NA | NA | NA | NA | NA | NA | NA | NA | N
NorthPark Solar Farm #2 | 1 | Solar | Solar | Operating | 12.4 | 12.4 | 1282.27 | 0 | 0 | 0 | 0 | 0 | 27.04 | NA | NA | NA | NA | NA | NA | NA | NA | N
Northwest Bergen County Solar Plant | 1 | Solar | Solar | Operating | 0.33 | 0.33 | 1282.6 | 0 | 0 | 0 | 0 | 0 | 27.04 | NA | NA | NA | NA | NA | NA | NA | NA | N
Oberlin Spear Point Solar One | OSSO | Solar | Solar | Operating | 2 | 2 | 1284.6 | 0 | 0 | 0 | 0 | 0 | 27.04 | NA | NA | NA | NA | NA | NA | NA | NA | N
Ocean City Solar Project | 1 | Solar | Solar | Operating | 0.2 | 0.2 | 1284.8 | 0 | 0 | 0 | 0 | 0 | 27.04 | NA | NA | NA | NA | NA | NA | NA | NA | N
Ocean City Solar Project | 2 | Solar | Solar | Operating | 0.25 | 0.25 | 1285.05 | 0 | 0 | 0 | 0 | 0 | 27.04 | NA | NA | NA | NA | NA | NA | NA | NA | N
Ohio Northern University Solar Site | PV1 | Solar | Solar | Operating | 1.7 | 1.7 | 1286.75 | 0 | 0 | 0 | 0 | 0 | 27.04 | NA | NA | NA | NA | NA | NA | NA | NA | N
Old Bridge - KHL1132 | 1 | Solar | Solar | Operating | 0.2 | 0.2 | 1286.95 | 0 | 0 | 0 | 0 | 0 | 27.04 | NA | NA | NA | NA | NA | NA | NA | NA | N
Olive Solar (Clean Energy Solar Pilot Project) | OLPV1 | Solar | Solar | Operating | 5 | 5 | 1291.95 | 0 | 0 | 0 | 0 | 0 | 4.51 | 8.95 | NA | NA | 2518 | 17.2 | NA | NA | NA | N
Owens Corning Headquarters Solar Project | PV1 | Solar | Solar | Operating | 2.1 | 2.1 | 1294.05 | 0 | 0 | 0 | 0 | 0 | 27.04 | NA | NA | NA | NA | NA | NA | NA | NA | N
PA Solar Park Project | 1 | Solar | Solar | Operating | 10 | 10 | 1304.05 | 0 | 0 | 0 | 0 | 0 | 27.04 | NA | NA | NA | NA | NA | NA | NA | NA | N
Paradise Solar Project | 1 | Solar | Solar | Operating | 5 | 5 | 1309.05 | 0 | 0 | 0 | 0 | 0 | 27.04 | NA | NA | NA | NA | NA | NA | NA | NA | N
Parklands Landfill Solar | PARK | Solar | Solar | Operating | 7.8 | 7.8 | 1316.85 | 0 | 0 | 0 | 0 | 0 | 27.04 | NA | NA | NA | NA | NA | NA | NA | NA | N
Parlin Solar Farm | PV1 | Solar | Solar | Operating | 1.3 | 1.3 | 1318.15 | 0 | 0 | 0 | 0 | 0 | 27.04 | NA | NA | NA | NA | NA | NA | NA | NA | N
Parsippany Solar Plant | 1 | Solar | Solar | Operating | 1.2 | 1.2 | 1319.35 | 0 | 0 | 0 | 0 | 0 | 27.04 | NA | NA | NA | NA | NA | NA | NA | NA | N
Patriots Stadium Solar Plant | PV01 | Solar | Solar | Operating | 1 | 1 | 1320.35 | 0 | 0 | 0 | 0 | 0 | 27.04 | NA | NA | NA | NA | NA | NA | NA | NA | N
Paulsboro Refinery Other | GEN4 | Coal | Other | Operating | 11.6 | 11.6 | 1331.95 | 0 | 0 | 0 | 0 | 0 | 0 | NA | NA | NA | NA | NA | NA | NA | NA | N
Pennsauken Solar | GEN 1 | Solar | Solar | Operating | 0.2 | 0.2 | 1332.15 | 0 | 0 | 0 | 0 | 0 | 27.04 | NA | NA | NA | NA | NA | NA | NA | NA | N
Pennsauken Solar | GEN 2 | Solar | Solar | Operating | 0.2 | 0.2 | 1332.35 | 0 | 0 | 0 | 0 | 0 | 27.04 | NA | NA | NA | NA | NA | NA | NA | NA | N
Pennsauken Solar | GEN 3 | Solar | Solar | Operating | 0.1 | 0.1 | 1332.45 | 0 | 0 | 0 | 0 | 0 | 27.04 | NA | NA | NA | NA | NA | NA | NA | NA | N
Pennsauken Solar | GEN 4 | Solar | Solar | Operating | 0.2 | 0.2 | 1332.65 | 0 | 0 | 0 | 0 | 0 | 27.04 | NA | NA | NA | NA | NA | NA | NA | NA | N
Pennsauken Solar | GEN 5 | Solar | Solar | Operating | 0.1 | 0.1 | 1332.75 | 0 | 0 | 0 | 0 | 0 | 27.04 | NA | NA | NA | NA | NA | NA | NA | NA | N
Pennsauken Solar | GEN 6 | Solar | Solar | Operating | 0.2 | 0.2 | 1332.95 | 0 | 0 | 0 | 0 | 0 | 27.04 | NA | NA | NA | NA | NA | NA | NA | NA | N
Pennsauken Solar | GEN 7 | Solar | Solar | Operating | 0.2 | 0.2 | 1333.15 | 0 | 0 | 0 | 0 | 0 | 27.04 | NA | NA | NA | NA | NA | NA | NA | NA | N
Pennsauken Solar | GEN 8 | Solar | Solar | Operating | 0.2 | 0.2 | 1333.35 | 0 | 0 | 0 | 0 | 0 | 27.04 | NA | NA | NA | NA | NA | NA | NA | NA | N
Pennsauken Solar | GEN 9 | Solar | Solar | Operating | 0.1 | 0.1 | 1333.45 | 0 | 0 | 0 | 0 | 0 | 27.04 | NA | NA | NA | NA | NA | NA | NA | NA | N
Perdue Bridgeville Solar Project | BRID | Solar | Solar | Operating | 1.3 | 1.3 | 1334.75 | 0 | 0 | 0 | 0 | 0 | 27.04 | NA | NA | NA | NA | NA | NA | NA | NA | N
Perdue Salisbury Photovoltaic Plant | SALI | Solar | Solar | Operating | 1 | 1 | 1335.75 | 0 | 0 | 0 | 0 | 0 | 27.04 | NA | NA | NA | NA | NA | NA | NA | NA | N
Perryman Solar Farm | 1 | Solar | Solar | Operating | 20 | 20 | 1355.75 | 0 | 0 | 0 | 0 | 0 | 27.04 | NA | NA | NA | NA | NA | NA | NA | NA | N
Pfizer Peapack Solar | 7934 | Solar | Solar | Operating | 6.2 | 6.2 | 1361.95 | 0 | 0 | 0 | 0 | 0 | 27.04 | NA | NA | NA | NA | NA | NA | NA | NA | N
Philip Morris USA Solar Project | 1 | Solar | Solar | Operating | 2.45 | 2.45 | 1364.4 | 0 | 0 | 0 | 0 | 0 | 27.04 | NA | NA | NA | NA | NA | NA | NA | NA | N
Pickering Solar | 1 | Solar | Solar | Operating | 1 | 1 | 1365.4 | 0 | 0 | 0 | 0 | 0 | 27.04 | NA | NA | NA | NA | NA | NA | NA | NA | N
Pilesgrove Solar Project | PILE | Solar | Solar | Operating | 17.7 | 17.7 | 1383.1 | 0 | 0 | 0 | 0 | 0 | 27.04 | NA | NA | NA | NA | NA | NA | NA | NA | N
Plainfield One Solar | PV1 | Solar | Solar | Operating | 1.3 | 1.3 | 1384.4 | 0 | 0 | 0 | 0 | 0 | 27.04 | NA | NA | NA | NA | NA | NA | NA | NA | N
Plainfield Solar | 1 | Solar | Solar | Operating | 0.05 | 0.05 | 1384.45 | 0 | 0 | 0 | 0 | 0 | 27.04 | NA | NA | NA | NA | NA | NA | NA | NA | N
Plainsboro Solar Project | PZ1 | Solar | Solar | Operating | 1.6 | 1.6 | 1386.05 | 0 | 0 | 0 | 0 | 0 | 27.04 | NA | NA | NA | NA | NA | NA | NA | NA | N
Plainsboro Solar Project | PZ2 | Solar | Solar | Operating | 0.8 | 0.8 | 1386.85 | 0 | 0 | 0 | 0 | 0 | 27.04 | NA | NA | NA | NA | NA | NA | NA | NA | N
Plymouth Solar Project (SunEnergy1) | 1A | Solar | Solar | Operating | 1.2 | 1.2 | 1388.05 | 0 | 0 | 0 | 0 | 0 | 27.04 | NA | NA | NA | NA | NA | NA | NA | NA | N
Plymouth Solar Project (SunEnergy1) | 1B | Solar | Solar | Operating | 1.8 | 1.8 | 1389.85 | 0 | 0 | 0 | 0 | 0 | 27.04 | NA | NA | NA | NA | NA | NA | NA | NA | N
Pocono Raceway Solar Project | POCON | Solar | Solar | Operating | 3 | 3 | 1392.85 | 0 | 0 | 0 | 0 | 0 | 27.04 | NA | NA | NA | NA | NA | NA | NA | NA | N
Princeton University Solar (PV) | PV1 | Solar | Solar | Operating | 4.5 | 4.5 | 1397.35 | 0 | 0 | 0 | 0 | 0 | 27.04 | NA | NA | NA | NA | NA | NA | NA | NA | N
PSEG Mars Solar Garden (Hackettstown) | 1 | Solar | Solar | Operating | 2.2 | 2.2 | 1399.55 | 0 | 0 | 0 | 0 | 0 | 27.04 | NA | NA | NA | NA | NA | NA | NA | NA | N
PSEG Meadows Solar Energy Center | MEAD1 | Solar | Solar | Operating | 19.5 | 19.5 | 1419.05 | 0 | 0 | 0 | 0 | 0 | 27.04 | NA | NA | NA | NA | NA | NA | NA | NA | N
PSEG Milford Solar Farm | GEN1 | Solar | Solar | Operating | 11.8 | 11.8 | 1430.85 | 0 | 0 | 0 | 0 | 0 | 27.04 | NA | NA | NA | NA | NA | NA | NA | NA | N
PSEG Waldorf Solar Energy Center (Rockfish) | GEN1 | Solar | Solar | Operating | 10.3 | 10.3 | 1441.15 | 0 | 0 | 0 | 0 | 0 | 27.04 | NA | NA | NA | NA | NA | NA | NA | NA | N
PSEG Wyandot Solar Farm | 1 | Solar | Solar | Operating | 10 | 10 | 1451.15 | 0 | 0 | 0 | 0 | 0 | 27.04 | NA | NA | NA | NA | NA | NA | NA | NA | N
Queen Anne’s County Solar Farm | 1 | Solar | Solar | Operating | 2 | 2 | 1453.15 | 0 | 0 | 0 | 0 | 0 | 27.04 | NA | NA | NA | NA | NA | NA | NA | NA | N
Raritan ITS Solar Plant | GEN 1 | Solar | Solar | Operating | 2 | 2 | 1455.15 | 0 | 0 | 0 | 0 | 0 | 27.04 | NA | NA | NA | NA | NA | NA | NA | NA | N
Raritan Township Solar Project | 1 | Solar | Solar | Operating | 9.8 | 9.8 | 1464.95 | 0 | 0 | 0 | 0 | 0 | 27.04 | NA | NA | NA | NA | NA | NA | NA | NA | N
Rariton OMP (PV) | PV1 | Solar | Solar | Operating | 2.1 | 2.1 | 1467.05 | 0 | 0 | 0 | 0 | 0 | 27.04 | NA | NA | NA | NA | NA | NA | NA | NA | N
Reeves South Solar Plant | REEV1 | Solar | Solar | Operating | 1 | 1 | 1468.05 | 0 | 0 | 0 | 0 | 0 | 27.04 | NA | NA | NA | NA | NA | NA | NA | NA | N
Reeves Station Road Solar (East) | REEVE | Solar | Solar | Operating | 5.5 | 5.5 | 1473.55 | 0 | 0 | 0 | 0 | 0 | 27.04 | NA | NA | NA | NA | NA | NA | NA | NA | N
Renewvia Northport I | 1 | Solar | Solar | Operating | 1.25 | 1.25 | 1474.8 | 0 | 0 | 0 | 0 | 0 | 27.04 | NA | NA | NA | NA | NA | NA | NA | NA | N
RES Battery Utility of Ohio Battery Storage | BOU | Other Fuel | Other | Operating | 4 | 4 | 1478.8 | 0 | 0 | 0 | 0 | 0 | 0 | NA | NA | NA | NA | NA | NA | NA | NA | N
Richard Stockton College Solar Project | 2LOT7 | Solar | Solar | Operating | 0.5 | 0.5 | 1479.3 | 0 | 0 | 0 | 0 | 0 | 27.04 | NA | NA | NA | NA | NA | NA | NA | NA | N
Richard Stockton College Solar Project | LOT7 | Solar | Solar | Operating | 0.2 | 0.2 | 1479.5 | 0 | 0 | 0 | 0 | 0 | 27.04 | NA | NA | NA | NA | NA | NA | NA | NA | N
Richard Stockton College Solar Project | LOT7B | Solar | Solar | Operating | 0.2 | 0.2 | 1479.7 | 0 | 0 | 0 | 0 | 0 | 27.04 | NA | NA | NA | NA | NA | NA | NA | NA | N
Richard Stockton College Solar Project | SAC | Solar | Solar | Operating | 0.3 | 0.3 | 1480 | 0 | 0 | 0 | 0 | 0 | 27.04 | NA | NA | NA | NA | NA | NA | NA | NA | N
River Road Solar Project | PV1 | Solar | Solar | Operating | 5 | 5 | 1485 | 0 | 0 | 0 | 0 | 0 | 27.04 | NA | NA | NA | NA | NA | NA | NA | NA | N
River Terminal Development Solar | RTD5 | Solar | Solar | Operating | 0.4 | 0.4 | 1485.4 | 0 | 0 | 0 | 0 | 0 | 27.04 | NA | NA | NA | NA | NA | NA | NA | NA | N
Riverside Renewable Energy Project | 1 | Solar | Solar | Operating | 7.5 | 7.5 | 1492.9 | 0 | 0 | 0 | 0 | 0 | 27.04 | NA | NA | NA | NA | NA | NA | NA | NA | N
Riverside Solar | 1 | Solar | Solar | Operating | 0.4 | 0.4 | 1493.3 | 0 | 0 | 0 | 0 | 0 | 27.04 | NA | NA | NA | NA | NA | NA | NA | NA | N
Rock Solid Solar Project | ROCK1 | Solar | Solar | Operating | 8 | 8 | 1501.3 | 0 | 0 | 0 | 0 | 0 | 27.04 | NA | NA | NA | NA | NA | NA | NA | NA | N
Rocky Mount Solar Facility | 1 | Solar | Solar | Operating | 1 | 1 | 1502.3 | 0 | 0 | 0 | 0 | 0 | 27.04 | NA | NA | NA | NA | NA | NA | NA | NA | N
Rocky Mount Solar Facility | 2 | Solar | Solar | Operating | 2.5 | 2.5 | 1504.8 | 0 | 0 | 0 | 0 | 0 | 27.04 | NA | NA | NA | NA | NA | NA | NA | NA | N
Romark PA Solar | 1 | Solar | Solar | Operating | 1.8 | 1.8 | 1506.6 | 0 | 0 | 0 | 0 | 0 | 27.04 | NA | NA | NA | NA | NA | NA | NA | NA | N
Schell Solar Farm | PV1 | Solar | Solar | Operating | 5 | 5 | 1511.6 | 0 | 0 | 0 | 0 | 0 | 27.04 | NA | NA | NA | NA | NA | NA | NA | NA | N
Schering-Plough Campus Solar Facility | GEN 1 | Solar | Solar | Operating | 1.7 | 1.7 | 1513.3 | 0 | 0 | 0 | 0 | 0 | 27.04 | NA | NA | NA | NA | NA | NA | NA | NA | N
Scott Solar | 1 | Solar | Solar | Operating | 17 | 17 | 1530.3 | 0 | 0 | 0 | 0 | 0 | 27.04 | 459736.7 | NA | NA | 1 | 0.01 | NA | NA | NA | N
Seaboard Solar | 5MWPV | Solar | Solar | Operating | 4.99 | 4.99 | 1535.29 | 0 | 0 | 0 | 0 | 0 | 27.04 | NA | NA | NA | NA | NA | NA | NA | NA | N
Seabrook Farms Solar Facility | 2 | Solar | Solar | Operating | 3 | 3 | 1538.29 | 0 | 0 | 0 | 0 | 0 | 27.04 | NA | NA | NA | NA | NA | NA | NA | NA | N
Seabrook Farms Solar Facility | SBS1 | Solar | Solar | Operating | 3.2 | 3.2 | 1541.49 | 0 | 0 | 0 | 0 | 0 | 27.04 | NA | NA | NA | NA | NA | NA | NA | NA | N
Seabrook Village Solar Project (KDC Solar GRQ) | 7724 | Solar | Solar | Operating | 3.1 | 3.1 | 1544.59 | 0 | 0 | 0 | 0 | 0 | 27.04 | NA | NA | NA | NA | NA | NA | NA | NA | N
Seashore Solar | 8234 | Solar | Solar | Operating | 8.5 | 8.5 | 1553.09 | 0 | 0 | 0 | 0 | 0 | 27.04 | NA | NA | NA | NA | NA | NA | NA | NA | N
Secaucus Solar Project | 1 | Solar | Solar | Operating | 1.2 | 1.2 | 1554.29 | 0 | 0 | 0 | 0 | 0 | 27.04 | NA | NA | NA | NA | NA | NA | NA | NA | N
Secaucus Solar Project (Goya Foods) | PV1 | Solar | Solar | Operating | 1.6 | 1.6 | 1555.89 | 0 | 0 | 0 | 0 | 0 | 27.04 | NA | NA | NA | NA | NA | NA | NA | NA | N
Sharon Station Solar Project | SHRN1 | Solar | Solar | Operating | 2.7 | 2.7 | 1558.59 | 0 | 0 | 0 | 0 | 0 | 27.04 | NA | NA | NA | NA | NA | NA | NA | NA | N
Shawboro Solar Farm | SHAW1 | Solar | Solar | Operating | 20 | 20 | 1578.59 | 0 | 0 | 0 | 0 | 0 | 27.04 | NA | NA | NA | NA | NA | NA | NA | NA | N
Shore Point Solar Plant | 1 | Solar | Solar | Operating | 1 | 1 | 1579.59 | 0 | 0 | 0 | 0 | 0 | 27.04 | NA | NA | NA | NA | NA | NA | NA | NA | N
Silver Lake Solar Farm | SILV | Solar | Solar | Operating | 1.7 | 1.7 | 1581.29 | 0 | 0 | 0 | 0 | 0 | 27.04 | NA | NA | NA | NA | NA | NA | NA | NA | N
Silvi Gibraltar Rock Solar | 8502 | Solar | Solar | Operating | 2.5 | 2.5 | 1583.79 | 0 | 0 | 0 | 0 | 0 | 27.04 | NA | NA | NA | NA | NA | NA | NA | NA | N
Simons Solar Farm | SIMON | Solar | Solar | Operating | 4.99 | 4.99 | 1588.78 | 0 | 0 | 0 | 0 | 0 | 27.04 | NA | NA | NA | NA | NA | NA | NA | NA | N
Skillman PV | GEN 1 | Solar | Solar | Operating | 2.5 | 2.5 | 1591.28 | 0 | 0 | 0 | 0 | 0 | 27.04 | NA | NA | NA | NA | NA | NA | NA | NA | N
Snow Camp Solar Project | SCSPV | Solar | Solar | Operating | 1.73 | 1.73 | 1593.01 | 0 | 0 | 0 | 0 | 0 | 27.04 | NA | NA | NA | NA | NA | NA | NA | NA | N
Sol NC Power Project | HERT | Solar | Solar | Operating | 5 | 5 | 1598.01 | 0 | 0 | 0 | 0 | 0 | 27.04 | NA | NA | NA | NA | NA | NA | NA | NA | N
Solar Power | 1 | Solar | Solar | Operating | 1.6 | 1.6 | 1599.61 | 0 | 0 | 0 | 0 | 0 | 27.04 | NA | NA | NA | NA | NA | NA | NA | NA | N
Solar Star New Jersey NJ Plant | 1 | Solar | Solar | Operating | 1.5 | 1.5 | 1601.11 | 0 | 0 | 0 | 0 | 0 | 27.04 | NA | NA | NA | NA | NA | NA | NA | NA | N
Somerset County Solar Project | 1 | Solar | Solar | Operating | 5 | 5 | 1606.11 | 0 | 0 | 0 | 0 | 0 | 27.04 | NA | NA | NA | NA | NA | NA | NA | NA | N
Somerset Solar | 1 | Solar | Solar | Operating | 0.05 | 0.05 | 1606.16 | 0 | 0 | 0 | 0 | 0 | 27.04 | NA | NA | NA | NA | NA | NA | NA | NA | N
South Brunswick (Matrix) Solar Plant | STULT | Solar | Solar | Operating | 2.6 | 2.6 | 1608.76 | 0 | 0 | 0 | 0 | 0 | 27.04 | NA | NA | NA | NA | NA | NA | NA | NA | N
South Brunswick Industrial Park Solar | UNIT1 | Solar | Solar | Operating | 2.7 | 2.7 | 1611.46 | 0 | 0 | 0 | 0 | 0 | 27.04 | NA | NA | NA | NA | NA | NA | NA | NA | N
South Campus Solar Project | GA500 | Solar | Solar | Operating | 0.5 | 0.5 | 1611.96 | 0 | 0 | 0 | 0 | 0 | 27.04 | NA | NA | NA | NA | NA | NA | NA | NA | N
South Campus Solar Project | SG333 | Solar | Solar | Operating | 0.3 | 0.3 | 1612.26 | 0 | 0 | 0 | 0 | 0 | 27.04 | NA | NA | NA | NA | NA | NA | NA | NA | N
South Campus Solar Project | SG500 | Solar | Solar | Operating | 0.5 | 0.5 | 1612.76 | 0 | 0 | 0 | 0 | 0 | 27.04 | NA | NA | NA | NA | NA | NA | NA | NA | N
Southern Division Headquarters Solar Project | 1 | Solar | Solar | Operating | 1.1 | 1.1 | 1613.86 | 0 | 0 | 0 | 0 | 0 | 27.04 | NA | NA | NA | NA | NA | NA | NA | NA | N
Spice Mill Solar | 1 | Solar | Solar | Operating | 1 | 1 | 1614.86 | 0 | 0 | 0 | 0 | 0 | 27.04 | NA | NA | NA | NA | NA | NA | NA | NA | N
Spire Solar Chicago | 1 | Solar | Solar | Operating | 0.95 | 0.95 | 1615.81 | 0 | 0 | 0 | 0 | 0 | 27.04 | NA | NA | NA | NA | NA | NA | NA | NA | N
Springfield Solar | PV1 | Solar | Solar | Operating | 1.5 | 1.5 | 1617.31 | 0 | 0 | 0 | 0 | 0 | 27.04 | NA | NA | NA | NA | NA | NA | NA | NA | N
St Joseph of the Palisades Solar | 1 | Solar | Solar | Operating | 0.16 | 0.16 | 1617.47 | 0 | 0 | 0 | 0 | 0 | 27.04 | NA | NA | NA | NA | NA | NA | NA | NA | N
Staples Distribution Center Solar Plant | 1 | Solar | Solar | Operating | 1.5 | 1.5 | 1618.97 | 0 | 0 | 0 | 0 | 0 | 27.04 | NA | NA | NA | NA | NA | NA | NA | NA | N
Stewartsville Solar Farm | 1 | Solar | Solar | Operating | 18 | 18 | 1636.97 | 0 | 0 | 0 | 0 | 0 | 27.04 | NA | NA | NA | NA | NA | NA | NA | NA | N
Suitland Federal Center | 1 | Solar | Solar | Operating | 0.1 | 0.1 | 1637.07 | 0 | 0 | 0 | 0 | 0 | 27.04 | NA | NA | NA | NA | NA | NA | NA | NA | N
Summit Associates Solar Project | SUMA | Solar | Solar | Operating | 1.9 | 1.9 | 1638.97 | 0 | 0 | 0 | 0 | 0 | 27.04 | NA | NA | NA | NA | NA | NA | NA | NA | N
Summit Farms Solar (Wildwood Solar) | PV1 | Solar | Solar | Operating | 60 | 60 | 1698.97 | 0 | 0 | 0 | 0 | 0 | 27.04 | 1101.56 | NA | NA | 1473 | 3.3 | NA | NA | NA | N
Sunbury Solar Farm (Sugar Run Solar) | SRS15 | Solar | Solar | Operating | 5 | 5 | 1703.97 | 0 | 0 | 0 | 0 | 0 | 27.04 | NA | NA | NA | NA | NA | NA | NA | NA | N
Tarboro Solar | 5MWPV | Solar | Solar | Operating | 5 | 5 | 1708.97 | 0 | 0 | 0 | 0 | 0 | 27.04 | NA | NA | NA | NA | NA | NA | NA | NA | N
Tinton Falls Solar Farm | UNIT1 | Solar | Solar | Operating | 16 | 16 | 1724.97 | 0 | 0 | 0 | 0 | 0 | 27.04 | NA | NA | NA | NA | NA | NA | NA | NA | N
Titusville Solar Project | PV1 | Solar | Solar | Operating | 4.1 | 4.1 | 1729.07 | 0 | 0 | 0 | 0 | 0 | 27.04 | NA | NA | NA | NA | NA | NA | NA | NA | N
Toledo | GEN1 | Coal | Other | Operating | 6 | 6 | 1735.07 | 0 | 0 | 0 | 0 | 0 | 0 | NA | NA | NA | NA | NA | NA | NA | NA | Y
Toledo Zoo Solar Ground Array | AWS1 | Solar | Solar | Operating | 1.2 | 1.2 | 1736.27 | 0 | 0 | 0 | 0 | 0 | 27.04 | NA | NA | NA | NA | NA | NA | NA | NA | N
Tolson Solar Farm | 1 | Solar | Solar | Operating | 3 | 3 | 1739.27 | 0 | 0 | 0 | 0 | 0 | 27.04 | NA | NA | NA | NA | NA | NA | NA | NA | N
Toms River Solar | 1 | Solar | Solar | Operating | 0.24 | 0.24 | 1739.51 | 0 | 0 | 0 | 0 | 0 | 27.04 | NA | NA | NA | NA | NA | NA | NA | NA | N
Town of Chestertown Solar Farm | PV1 | Solar | Solar | Operating | 1 | 1 | 1740.51 | 0 | 0 | 0 | 0 | 0 | 27.04 | NA | NA | NA | NA | NA | NA | NA | NA | N
Toys R Us Solar Project | PV1 | Solar | Solar | Operating | 4.1 | 4.1 | 1744.61 | 0 | 0 | 0 | 0 | 0 | 27.04 | NA | NA | NA | NA | NA | NA | NA | NA | N
Trenton Solar Farm | TREN | Solar | Solar | Operating | 1 | 1 | 1745.61 | 0 | 0 | 0 | 0 | 0 | 27.04 | NA | NA | NA | NA | NA | NA | NA | NA | N
Turnkey Project - GlaxoSmith | 1 | Solar | Solar | Operating | 1 | 1 | 1746.61 | 0 | 0 | 0 | 0 | 0 | 27.04 | NA | NA | NA | NA | NA | NA | NA | NA | N
TWE Kelford Solar Project | FLS1 | Solar | Solar | Operating | 5 | 5 | 1751.61 | 0 | 0 | 0 | 0 | 0 | 27.04 | NA | NA | NA | NA | NA | NA | NA | NA | N
Twin Branch Solar (Clean Energy Solar Pilot Project) | TBPV1 | Solar | Solar | Operating | 2.6 | 2.6 | 1754.21 | 0 | 0 | 0 | 0 | 0 | 58.21 | 109.03 | NA | NA | 1388 | 14.54 | NA | NA | NA | N
Two Mile Desert Road Solar Farm | TMS1 | Solar | Solar | Operating | 5 | 5 | 1759.21 | 0 | 0 | 0 | 0 | 0 | 27.04 | NA | NA | NA | NA | NA | NA | NA | NA | N
UMES Solar Project | 1 | Solar | Solar | Operating | 1.3 | 1.3 | 1760.51 | 0 | 0 | 0 | 0 | 0 | 27.04 | NA | NA | NA | NA | NA | NA | NA | NA | N
UMMS (Pocomoke) Solar Facility | PV1 | Solar | Solar | Operating | 2.8 | 2.8 | 1763.31 | 0 | 0 | 0 | 0 | 0 | 27.04 | NA | NA | NA | NA | NA | NA | NA | NA | N
United Stationers Supply Solar | SEF-A | Solar | Solar | Operating | 2 | 2 | 1765.31 | 0 | 0 | 0 | 0 | 0 | 27.04 | NA | NA | NA | NA | NA | NA | NA | NA | N
United Stationers Supply Solar | SEF-B | Solar | Solar | Operating | 0.8 | 0.8 | 1766.11 | 0 | 0 | 0 | 0 | 0 | 27.04 | NA | NA | NA | NA | NA | NA | NA | NA | N
University of Toledo Solar (Scott Park Campus) | 1 | Solar | Solar | Operating | 1.12 | 1.12 | 1767.23 | 0 | 0 | 0 | 0 | 0 | 27.04 | NA | NA | NA | NA | NA | NA | NA | NA | N
Village Of Oak Harbor Solar Farm | 1 | Solar | Solar | Operating | 1.88 | 1.88 | 1769.11 | 0 | 0 | 0 | 0 | 0 | 27.04 | NA | NA | NA | NA | NA | NA | NA | NA | N
Vineland Headquarters Solar Plant | VHQ | Solar | Solar | Operating | 1.1 | 1.1 | 1770.21 | 0 | 0 | 0 | 0 | 0 | 27.04 | NA | NA | NA | NA | NA | NA | NA | NA | N
Vineland Solar One (Landis Sewage) | CVS1 | Solar | Solar | Operating | 2.3 | 2.3 | 1772.51 | 0 | 0 | 0 | 0 | 0 | 27.04 | NA | NA | NA | NA | NA | NA | NA | NA | N
Vineland Solar One (Landis Sewage) | CVS2 | Solar | Solar | Operating | 1.8 | 1.8 | 1774.31 | 0 | 0 | 0 | 0 | 0 | 27.04 | NA | NA | NA | NA | NA | NA | NA | NA | N
Vineland Solar Power Project | VNLND | Solar | Solar | Operating | 4.3 | 4.3 | 1778.61 | 0 | 0 | 0 | 0 | 0 | 27.04 | NA | NA | NA | NA | NA | NA | NA | NA | N
Voorhees - KHL723 | 1 | Solar | Solar | Operating | 0.29 | 0.29 | 1778.9 | 0 | 0 | 0 | 0 | 0 | 27.04 | NA | NA | NA | NA | NA | NA | NA | NA | N
W.C. Beckjord Battery Storage | BECK1 | Other Fuel | Other | Operating | 2 | 2 | 1780.9 | 0 | 0 | 0 | 0 | 0 | 0 | NA | NA | NA | NA | NA | NA | NA | NA | N
W.C. Beckjord Battery Storage | BECK2 | Other Fuel | Other | Operating | 2 | 2 | 1782.9 | 0 | 0 | 0 | 0 | 0 | 0 | NA | NA | NA | NA | NA | NA | NA | NA | N
Wakefern Food Corp | 1 | Solar | Solar | Operating | 2 | 2 | 1784.9 | 0 | 0 | 0 | 0 | 0 | 27.04 | NA | NA | NA | NA | NA | NA | NA | NA | N
Wapakoneta Solar Farm | 1 | Solar | Solar | Operating | 3 | 3 | 1787.9 | 0 | 0 | 0 | 0 | 0 | 27.04 | NA | NA | NA | NA | NA | NA | NA | NA | N
Warren County Solar | GEN 1 | Solar | Solar | Operating | 0.5 | 0.5 | 1788.4 | 0 | 0 | 0 | 0 | 0 | 27.04 | NA | NA | NA | NA | NA | NA | NA | NA | N
Warren County Solar | GEN 2 | Solar | Solar | Operating | 0.5 | 0.5 | 1788.9 | 0 | 0 | 0 | 0 | 0 | 27.04 | NA | NA | NA | NA | NA | NA | NA | NA | N
Warren County Solar | GEN 3 | Solar | Solar | Operating | 0.5 | 0.5 | 1789.4 | 0 | 0 | 0 | 0 | 0 | 27.04 | NA | NA | NA | NA | NA | NA | NA | NA | N
Warren County Solar | GEN 4 | Solar | Solar | Operating | 0.5 | 0.5 | 1789.9 | 0 | 0 | 0 | 0 | 0 | 27.04 | NA | NA | NA | NA | NA | NA | NA | NA | N
Warren Field Solar Project | 1 | Solar | Solar | Operating | 7 | 7 | 1796.9 | 0 | 0 | 0 | 0 | 0 | 27.04 | NA | NA | NA | NA | NA | NA | NA | NA | N
Warrior Run Advancion Energy Storage Array | BESS1 | Other Fuel | Other | Operating | 11 | 11 | 1807.9 | 0 | 0 | 0 | 0 | 0 | 0 | NA | NA | NA | NA | NA | NA | NA | NA | N
Wastewater Solar Project | 1 | Solar | Solar | Operating | 0.5 | 0.5 | 1808.4 | 0 | 0 | 0 | 0 | 0 | 27.04 | NA | NA | NA | NA | NA | NA | NA | NA | N
Waterloo Solar Plant | WS | Solar | Solar | Operating | 1 | 1 | 1809.4 | 0 | 0 | 0 | 0 | 0 | 27.04 | NA | NA | NA | NA | NA | NA | NA | NA | N
Watervliet Solar (Clean Energy Solar Pilot Project) | WVPV1 | Solar | Solar | Operating | 4.6 | 4.6 | 1814 | 0 | 0 | 0 | 0 | 0 | 6.61 | 50.14 | NA | NA | 606 | 9 | NA | NA | NA | N
Watson Seed Farm PV 1 | WAT1 | Solar | Solar | Operating | 20 | 20 | 1834 | 0 | 0 | 0 | 0 | 0 | 27.04 | NA | NA | NA | NA | NA | NA | NA | NA | N
WC Landfill Energy Project | SOLAR | Solar | Solar | Operating | 1.2 | 1.2 | 1835.2 | 0 | 0 | 0 | 0 | 0 | 27.04 | NA | NA | NA | NA | NA | NA | NA | NA | N
West Pemberton Solar Project | PV1 | Solar | Solar | Operating | 7 | 7 | 1842.2 | 0 | 0 | 0 | 0 | 0 | 27.04 | NA | NA | NA | NA | NA | NA | NA | NA | N
Westampton | 1 | Solar | Solar | Operating | 0.21 | 0.21 | 1842.41 | 0 | 0 | 0 | 0 | 0 | 27.04 | NA | NA | NA | NA | NA | NA | NA | NA | N
Western Branch High School Solar Project | 1 | Solar | Solar | Operating | 0.8 | 0.8 | 1843.21 | 0 | 0 | 0 | 0 | 0 | 27.04 | NA | NA | NA | NA | NA | NA | NA | NA | N
White Rose Solar PV Plant | WR | Solar | Solar | Operating | 4.2 | 4.2 | 1847.41 | 0 | 0 | 0 | 0 | 0 | 27.04 | NA | NA | NA | NA | NA | NA | NA | NA | N
White Solar Farm Project | WFSPV | Solar | Solar | Operating | 4.99 | 4.99 | 1852.4 | 0 | 0 | 0 | 0 | 0 | 27.04 | NA | NA | NA | NA | NA | NA | NA | NA | N
Whitehouse Solar Project | 1 | Solar | Solar | Operating | 20 | 20 | 1872.4 | 0 | 0 | 0 | 0 | 0 | 27.04 | 540866.7 | NA | NA | 1 | 0.01 | NA | NA | NA | N
Whole Foods Edgewater | 1 | Solar | Solar | Operating | 0.11 | 0.11 | 1872.51 | 0 | 0 | 0 | 0 | 0 | 27.04 | NA | NA | NA | NA | NA | NA | NA | NA | N
Whole Foods Ridgewood | SunE WF2 | Solar | Solar | Operating | 0.07 | 0.07 | 1872.58 | 0 | 0 | 0 | 0 | 0 | 27.04 | NA | NA | NA | NA | NA | NA | NA | NA | N
Willey Battery Storage Project | WBU | Other Fuel | Other | Operating | 6 | 6 | 1878.58 | 0 | 0 | 0 | 0 | 0 | 0 | NA | NA | NA | NA | NA | NA | NA | NA | N
William G. Mennen Sports Arena (Solar) | MMIR | Solar | Solar | Operating | 1 | 1 | 1879.58 | 0 | 0 | 0 | 0 | 0 | 27.04 | NA | NA | NA | NA | NA | NA | NA | NA | N
William Paterson University Solar Plant | WPU1 | Solar | Solar | Operating | 1.4 | 1.4 | 1880.98 | 0 | 0 | 0 | 0 | 0 | 27.04 | NA | NA | NA | NA | NA | NA | NA | NA | N
Williams-Sonoma Solar Facility | WS | Solar | Solar | Operating | 3 | 3 | 1883.98 | 0 | 0 | 0 | 0 | 0 | 27.04 | NA | NA | NA | NA | NA | NA | NA | NA | N
Williamston Solar Farm | 5MWPV | Solar | Solar | Operating | 5 | 5 | 1888.98 | 0 | 0 | 0 | 0 | 0 | 27.04 | NA | NA | NA | NA | NA | NA | NA | NA | N
Williamston Speight Solar | SPGHT | Solar | Solar | Operating | 15 | 15 | 1903.98 | 0 | 0 | 0 | 0 | 0 | 27.04 | NA | NA | NA | NA | NA | NA | NA | NA | N
Williamston West Solar Farm | 1 | Solar | Solar | Operating | 5 | 5 | 1908.98 | 0 | 0 | 0 | 0 | 0 | 27.04 | NA | NA | NA | NA | NA | NA | NA | NA | N
Willis Tower Solar Project | 1 | Solar | Solar | Operating | 2 | 2 | 1910.98 | 0 | 0 | 0 | 0 | 0 | 27.04 | NA | NA | NA | NA | NA | NA | NA | NA | N
Wilmington 1- Peninsula Solar | 1 | Solar | Solar | Operating | 1 | 1 | 1911.98 | 0 | 0 | 0 | 0 | 0 | 27.04 | NA | NA | NA | NA | NA | NA | NA | NA | N
Wilmington 2- Peninsula Solar | 1 | Solar | Solar | Operating | 1 | 1 | 1912.98 | 0 | 0 | 0 | 0 | 0 | 27.04 | NA | NA | NA | NA | NA | NA | NA | NA | N
Wilzig Associates Solar Plant | WILZG | Solar | Solar | Operating | 1.2 | 1.2 | 1914.18 | 0 | 0 | 0 | 0 | 0 | 27.04 | NA | NA | NA | NA | NA | NA | NA | NA | N
Windsor Cooper Hill Solar Project | 1 | Solar | Solar | Operating | 5 | 5 | 1919.18 | 0 | 0 | 0 | 0 | 0 | 27.04 | NA | NA | NA | NA | NA | NA | NA | NA | N
Windsor Solar Project | 5MWPV | Solar | Solar | Operating | 5 | 5 | 1924.18 | 0 | 0 | 0 | 0 | 0 | 27.04 | NA | NA | NA | NA | NA | NA | NA | NA | N
Winton Solar | 5MWPV | Solar | Solar | Operating | 4.99 | 4.99 | 1929.17 | 0 | 0 | 0 | 0 | 0 | 27.04 | NA | NA | NA | NA | NA | NA | NA | NA | N
Woodland Solar | 5MWPV | Solar | Solar | Operating | 4.99 | 4.99 | 1934.16 | 0 | 0 | 0 | 0 | 0 | 27.04 | NA | NA | NA | NA | NA | NA | NA | NA | N
Woodland Solar Center | 1 | Solar | Solar | Operating | 19 | 19 | 1953.16 | 0 | 0 | 0 | 0 | 0 | 27.04 | 513823.37 | NA | NA | 1 | 0.01 | NA | NA | NA | N
Worton Project (WGES Solar) | WRTN | Solar | Solar | Operating | 1 | 1 | 1954.16 | 0 | 0 | 0 | 0 | 0 | 27.04 | NA | NA | NA | NA | NA | NA | NA | NA | N
Wye Mills Solar Farm | PV1 | Solar | Solar | Operating | 10 | 10 | 1964.16 | 0 | 0 | 0 | 0 | 0 | 27.04 | NA | NA | NA | NA | NA | NA | NA | NA | N
Yankee Solar Facility | YS1 | Solar | Solar | Operating | 1.1 | 1.1 | 1965.26 | 0 | 0 | 0 | 0 | 0 | 2 | 2195 | NA | NA | 1 | 0.01 | NA | NA | NA | N
Yardville Solar Farm | YARD | Solar | Solar | Operating | 3.6 | 3.6 | 1968.86 | 0 | 0 | 0 | 0 | 0 | 27.04 | NA | NA | NA | NA | NA | NA | NA | NA | N
Gaston | 1 | Water | Hydro | Operating | 55 | 55 | 2023.86 | 0.78 | 0.3 | 0.48 | 0.48 | 0 | 2.86 | 2.31 | NA | NA | 102525 | 21.22 | NA | NA | NA | N
Gaston | 2 | Water | Hydro | Operating | 55 | 55 | 2078.86 | 0.78 | 0.3 | 0.48 | 0.48 | 0 | 2.86 | 2.31 | NA | NA | 102525 | 21.22 | NA | NA | NA | N
Gaston | 3 | Water | Hydro | Operating | 55 | 55 | 2133.86 | 0.78 | 0.3 | 0.48 | 0.48 | 0 | 2.86 | 2.31 | NA | NA | 102525 | 21.22 | NA | NA | NA | N
Gaston | 4 | Water | Hydro | Operating | 55 | 55 | 2188.86 | 0.78 | 0.3 | 0.48 | 0.48 | 0 | 2.86 | 2.31 | NA | NA | 102525 | 21.22 | NA | NA | NA | N
Joliet Refinery CT | GTG1 | Other Fuel | Combustion Turbine | Operating | 22 | 22 | 2210.86 | 1.44 | 0 | 1.44 | 1.44 | 0 | 7.09 | NA | 5755 | NA | NA | NA | 0.059 | 0.002 | 119.31 | Y
Pilot Hill Wind Project (K4 Wind Farm) | K4-1 | Wind | Wind | Operating | 175 | 175 | 2385.86 | 1.63 | 0 | 1.63 | 1.63 | 0 | 15.72 | 6.43 | NA | NA | 573434 | 37.3 | NA | NA | NA | N
Headwaters Wind Farm | 1 | Wind | Wind | Operating | 200 | 200 | 2585.86 | 1.64 | 0 | 1.64 | 1.64 | 0 | 15.87 | 6.38 | NA | NA | 670507 | 38.17 | NA | NA | NA | N
Amazon Web Services Wind Farm (Fowler Ridge IV Wind Farm) | 1 | Wind | Wind | Operating | 149.5 | 149.5 | 2735.36 | 1.65 | 0 | 1.65 | 1.65 | 0 | 15.75 | 7.08 | NA | NA | 433920 | 33.04 | NA | NA | NA | N
Minonk Wind Farm | 1 | Wind | Wind | Operating | 192.3 | 192.3 | 2927.66 | 1.69 | 0 | 1.69 | 1.69 | 0 | 16.24 | 6.61 | NA | NA | 636089 | 37.66 | NA | NA | NA | N
Wildcat Wind Farm | 1 | Wind | Wind | Operating | 200 | 200 | 3127.66 | 1.69 | 0 | 1.69 | 1.69 | 0 | 16.21 | 6.59 | NA | NA | 662516 | 37.71 | NA | NA | NA | N
Blue Creek I & II Wind Farm (Paulding Wind) | 1 | Wind | Wind | Operating | 276.06 | 276.06 | 3403.72 | 1.7 | 0 | 1.7 | 1.7 | 0 | 15.98 | 7.65 | NA | NA | 741067 | 30.56 | NA | NA | NA | N
Bishop Hill Wind Farm | 1 | Wind | Wind | Operating | 200 | 200 | 3603.72 | 1.71 | 0 | 1.71 | 1.71 | 0 | 16.21 | 7.11 | NA | NA | 601090 | 34.22 | NA | NA | NA | N
Fowler Ridge Wind Farm | FIA | Wind | Wind | Operating | 201.3 | 201.3 | 3805.02 | 1.71 | 0 | 1.71 | 1.71 | 0 | 15.92 | 8.17 | NA | NA | 496336 | 28.07 | NA | NA | NA | N
Fowler Ridge Wind Farm | FIB | Wind | Wind | Operating | 100 | 100 | 3905.02 | 1.71 | 0 | 1.71 | 1.71 | 0 | 15.92 | 8.17 | NA | NA | 246565 | 28.07 | NA | NA | NA | N
Fowler Ridge Wind Farm | FII | Wind | Wind | Operating | 150 | 150 | 4055.02 | 1.71 | 0 | 1.71 | 1.71 | 0 | 15.92 | 8.17 | NA | NA | 369848 | 28.07 | NA | NA | NA | N
Fowler Ridge Wind Farm | FIII | Wind | Wind | Operating | 99 | 99 | 4154.02 | 1.71 | 0 | 1.71 | 1.71 | 0 | 15.92 | 8.17 | NA | NA | 244100 | 28.07 | NA | NA | NA | N
Twin Ridges Wind Farm | 1 | Wind | Wind | Operating | 139.4 | 139.4 | 4293.42 | 1.74 | 0 | 1.74 | 1.74 | 0 | 16.52 | 7.04 | NA | NA | 434577 | 35.49 | NA | NA | NA | N
Mehoopany Wind | 1 | Wind | Wind | Operating | 142.6 | 142.6 | 4436.02 | 1.76 | 0 | 1.76 | 1.76 | 0 | 16.5 | 7.5 | NA | NA | 409855 | 32.72 | NA | NA | NA | N
Fair Wind Generating Facility | 1 | Wind | Wind | Operating | 30 | 30 | 4466.02 | 1.77 | 0 | 1.77 | 1.77 | 0 | 16.68 | 7.26 | NA | NA | 91215 | 34.61 | NA | NA | NA | N
FPL Energy Illinois Wind (De Kalb) | GE1.5 | Wind | Wind | Operating | 182.5 | 182.5 | 4648.52 | 1.78 | 0 | 1.78 | 1.78 | 0 | 16.64 | 7.44 | NA | NA | 536207 | 33.45 | NA | NA | NA | N
Pioneer Trail Wind Farm | PTWF | Wind | Wind | Operating | 4.99 | 4.99 | 4653.52 | 1.79 | 0 | 1.79 | 1.79 | 0 | 16.68 | 7.63 | NA | NA | 14256 | 32.5 | NA | NA | NA | N
Big Sky Wind Facility | 1 | Wind | Wind | Operating | 240 | 240 | 4893.52 | 1.8 | 0 | 1.8 | 1.8 | 0 | 16.24 | 9.27 | NA | NA | 522333 | 24.78 | NA | NA | NA | N
Shady Oaks Wind | 1 | Wind | Wind | Operating | 109.5 | 109.5 | 5003.02 | 1.8 | 0 | 1.8 | 1.8 | 0 | 16.79 | 7.47 | NA | NA | 323948 | 33.68 | NA | NA | NA | N
New Harvest Wind Power Project | 1 | Wind | Wind | Operating | 37.5 | 37.5 | 5040.52 | 1.81 | 0 | 1.81 | 1.81 | 0 | 16.91 | 7.4 | NA | NA | 113435 | 34.44 | NA | NA | NA | N
Blackstone Wind Farm II (Top Crop II) | GEN 1 | Wind | Wind | Operating | 200 | 200 | 5240.52 | 1.82 | 0 | 1.82 | 1.82 | 0 | 16.56 | 8.58 | NA | NA | 489941 | 27.89 | NA | NA | NA | N
Crystal Lake | GE15 | Wind | Wind | Operating | 25.01 | 25.01 | 5265.52 | 1.82 | 0 | 1.82 | 1.82 | 0 | 17.38 | 6.83 | NA | NA | 86738 | 39.49 | NA | NA | NA | N
Timber Road II Wind Farm | GEN1 | Wind | Wind | Operating | 99 | 99 | 5364.52 | 1.82 | 0 | 1.82 | 1.82 | 0 | 17.28 | 6.98 | NA | NA | 331587 | 38.13 | NA | NA | NA | N
Eastern Wind Farm (Four Mile Ridge) | 1 | Wind | Wind | Operating | 40 | 40 | 5404.52 | 1.83 | 0 | 1.83 | 1.83 | 0 | 17.26 | 7.18 | NA | NA | 129173 | 36.76 | NA | NA | NA | N
NedPower Mount Storm (West Virginia) | MS1 | Wind | Wind | Operating | 164 | 164 | 5568.52 | 1.83 | 0 | 1.83 | 1.83 | 0 | 16.57 | 8.74 | NA | NA | 393242 | 27.3 | NA | NA | NA | N
NedPower Mount Storm (West Virginia) | MS2 | Wind | Wind | Operating | 100 | 100 | 5668.52 | 1.83 | 0 | 1.83 | 1.83 | 0 | 16.57 | 8.74 | NA | NA | 239782 | 27.3 | NA | NA | NA | N
Story County Wind Farm | GE15 | Wind | Wind | Operating | 44.51 | 44.51 | 5713.03 | 1.84 | 0 | 1.84 | 1.84 | 0 | 17.38 | 7.08 | NA | NA | 147578 | 37.75 | NA | NA | NA | N
Old Trail Wind Farm (Twin Groves II) | 2 | Wind | Wind | Operating | 198 | 198 | 5911.03 | 1.85 | 0 | 1.85 | 1.85 | 0 | 17.1 | 7.84 | NA | NA | 565513 | 32.52 | NA | NA | NA | N
Big Island Hydro | BHG1 | Water | Hydro | Operating | 0.2 | 0.2 | 5911.23 | 1.86 | 0 | 1.86 | 1.86 | 0 | 110.78 | NA | NA | NA | NA | NA | NA | NA | NA | N
Big Island Hydro | BHG2 | Water | Hydro | Operating | 0.2 | 0.2 | 5911.43 | 1.86 | 0 | 1.86 | 1.86 | 0 | 110.78 | NA | NA | NA | NA | NA | NA | NA | NA | N
Conowingo Hydroelectric Generating Station | 1 | Water | Hydro | Operating | 48 | 48 | 5959.43 | 1.86 | 0 | 1.86 | 1.86 | 0 | 8.43 | 5.39 | NA | NA | 114881 | 27.25 | NA | NA | NA | N
Conowingo Hydroelectric Generating Station | 10 | Water | Hydro | Operating | 65 | 65 | 6024.43 | 1.86 | 0 | 1.86 | 1.86 | 0 | 8.43 | 5.39 | NA | NA | 155569 | 27.25 | NA | NA | NA | N
Conowingo Hydroelectric Generating Station | 11 | Water | Hydro | Operating | 65 | 65 | 6089.43 | 1.86 | 0 | 1.86 | 1.86 | 0 | 8.43 | 5.39 | NA | NA | 155569 | 27.25 | NA | NA | NA | N
Conowingo Hydroelectric Generating Station | 2 | Water | Hydro | Operating | 36 | 36 | 6125.43 | 1.86 | 0 | 1.86 | 1.86 | 0 | 8.43 | 5.39 | NA | NA | 86161 | 27.25 | NA | NA | NA | N
Conowingo Hydroelectric Generating Station | 3 | Water | Hydro | Operating | 48 | 48 | 6173.43 | 1.86 | 0 | 1.86 | 1.86 | 0 | 8.43 | 5.39 | NA | NA | 114881 | 27.25 | NA | NA | NA | N
Conowingo Hydroelectric Generating Station | 4 | Water | Hydro | Operating | 48 | 48 | 6221.43 | 1.86 | 0 | 1.86 | 1.86 | 0 | 8.43 | 5.39 | NA | NA | 114881 | 27.25 | NA | NA | NA | N
Conowingo Hydroelectric Generating Station | 5 | Water | Hydro | Operating | 36 | 36 | 6257.43 | 1.86 | 0 | 1.86 | 1.86 | 0 | 8.43 | 5.39 | NA | NA | 86161 | 27.25 | NA | NA | NA | N
Conowingo Hydroelectric Generating Station | 6 | Water | Hydro | Operating | 48 | 48 | 6305.43 | 1.86 | 0 | 1.86 | 1.86 | 0 | 8.43 | 5.39 | NA | NA | 114881 | 27.25 | NA | NA | NA | N
Conowingo Hydroelectric Generating Station | 7 | Water | Hydro | Operating | 48 | 48 | 6353.43 | 1.86 | 0 | 1.86 | 1.86 | 0 | 8.43 | 5.39 | NA | NA | 114881 | 27.25 | NA | NA | NA | N
Conowingo Hydroelectric Generating Station | 8 | Water | Hydro | Operating | 65 | 65 | 6418.43 | 1.86 | 0 | 1.86 | 1.86 | 0 | 8.43 | 5.39 | NA | NA | 155569 | 27.25 | NA | NA | NA | N
Conowingo Hydroelectric Generating Station | 9 | Water | Hydro | Operating | 65 | 65 | 6483.43 | 1.86 | 0 | 1.86 | 1.86 | 0 | 8.43 | 5.39 | NA | NA | 155569 | 27.25 | NA | NA | NA | N
Dam 5 | 1 | Water | Hydro | Operating | 0.5 | 0.5 | 6483.93 | 1.86 | 0 | 1.86 | 1.86 | 0 | 110.78 | NA | NA | NA | NA | NA | NA | NA | NA | N
Dam 5 | 2 | Water | Hydro | Operating | 0.5 | 0.5 | 6484.43 | 1.86 | 0 | 1.86 | 1.86 | 0 | 110.78 | NA | NA | NA | NA | NA | NA | NA | NA | N
Grand Ridge Wind Energy Center | 1 | Wind | Wind | Operating | 99 | 99 | 6583.43 | 1.86 | 0 | 1.86 | 1.86 | 0 | 16.85 | 8.56 | NA | NA | 249035 | 28.64 | NA | NA | NA | N
Grand Ridge Wind Energy Center | 2 | Wind | Wind | Operating | 51 | 51 | 6634.43 | 1.86 | 0 | 1.86 | 1.86 | 0 | 16.85 | 8.56 | NA | NA | 128291 | 28.64 | NA | NA | NA | N
Grand Ridge Wind Energy Center | 3 | Wind | Wind | Operating | 49.5 | 49.5 | 6683.93 | 1.86 | 0 | 1.86 | 1.86 | 0 | 16.85 | 8.56 | NA | NA | 124517 | 28.64 | NA | NA | NA | N
Grand Ridge Wind Energy Center | 4 | Wind | Wind | Operating | 10.5 | 10.5 | 6694.43 | 1.86 | 0 | 1.86 | 1.86 | 0 | 16.85 | 8.56 | NA | NA | 26413 | 28.64 | NA | NA | NA | N
Robert Moses Niagara | 1 | Water | Hydro | Operating | 3.81 | 3.81 | 6698.24 | 1.86 | 0 | 1.86 | 1.86 | 0 | 8.43 | 3.2 | NA | NA | 24006 | 71.69 | NA | NA | NA | N
Robert Moses Niagara | 10 | Water | Hydro | Operating | 3.81 | 3.81 | 6702.05 | 1.86 | 0 | 1.86 | 1.86 | 0 | 8.43 | 3.2 | NA | NA | 24006 | 71.69 | NA | NA | NA | N
Robert Moses Niagara | 11 | Water | Hydro | Operating | 3.81 | 3.81 | 6705.86 | 1.86 | 0 | 1.86 | 1.86 | 0 | 8.43 | 3.2 | NA | NA | 24006 | 71.69 | NA | NA | NA | N
Robert Moses Niagara | 12 | Water | Hydro | Operating | 3.81 | 3.81 | 6709.67 | 1.86 | 0 | 1.86 | 1.86 | 0 | 8.43 | 3.2 | NA | NA | 24006 | 71.69 | NA | NA | NA | N
Robert Moses Niagara | 13 | Water | Hydro | Operating | 3.81 | 3.81 | 6713.49 | 1.86 | 0 | 1.86 | 1.86 | 0 | 8.43 | 3.2 | NA | NA | 24006 | 71.69 | NA | NA | NA | N
Robert Moses Niagara | 2 | Water | Hydro | Operating | 3.81 | 3.81 | 6717.3 | 1.86 | 0 | 1.86 | 1.86 | 0 | 8.43 | 3.2 | NA | NA | 24006 | 71.69 | NA | NA | NA | N
Robert Moses Niagara | 3 | Water | Hydro | Operating | 3.81 | 3.81 | 6721.11 | 1.86 | 0 | 1.86 | 1.86 | 0 | 8.43 | 3.2 | NA | NA | 24006 | 71.69 | NA | NA | NA | N
Robert Moses Niagara | 4 | Water | Hydro | Operating | 3.81 | 3.81 | 6724.92 | 1.86 | 0 | 1.86 | 1.86 | 0 | 8.43 | 3.2 | NA | NA | 24006 | 71.69 | NA | NA | NA | N
Robert Moses Niagara | 5 | Water | Hydro | Operating | 3.81 | 3.81 | 6728.74 | 1.86 | 0 | 1.86 | 1.86 | 0 | 8.43 | 3.2 | NA | NA | 24006 | 71.69 | NA | NA | NA | N
Robert Moses Niagara | 6 | Water | Hydro | Operating | 3.81 | 3.81 | 6732.55 | 1.86 | 0 | 1.86 | 1.86 | 0 | 8.43 | 3.2 | NA | NA | 24006 | 71.69 | NA | NA | NA | N
Robert Moses Niagara | 7 | Water | Hydro | Operating | 3.81 | 3.81 | 6736.36 | 1.86 | 0 | 1.86 | 1.86 | 0 | 8.43 | 3.2 | NA | NA | 24006 | 71.69 | NA | NA | NA | N
Robert Moses Niagara | 8 | Water | Hydro | Operating | 3.81 | 3.81 | 6740.17 | 1.86 | 0 | 1.86 | 1.86 | 0 | 8.43 | 3.2 | NA | NA | 24006 | 71.69 | NA | NA | NA | N
Robert Moses Niagara | 9 | Water | Hydro | Operating | 3.81 | 3.81 | 6743.99 | 1.86 | 0 | 1.86 | 1.86 | 0 | 8.43 | 3.2 | NA | NA | 24006 | 71.69 | NA | NA | NA | N
Robert Moses Power Dam (St Lawrence F.D.Roosevelt) | 17 | Water | Hydro | Operating | 0.34 | 0.34 | 6744.33 | 1.86 | 0 | 1.86 | 1.86 | 0 | 8.43 | 3.06 | NA | NA | 2392 | 78.68 | NA | NA | NA | N
Robert Moses Power Dam (St Lawrence F.D.Roosevelt) | 18 | Water | Hydro | Operating | 0.34 | 0.34 | 6744.67 | 1.86 | 0 | 1.86 | 1.86 | 0 | 8.43 | 3.06 | NA | NA | 2392 | 78.68 | NA | NA | NA | N
Robert Moses Power Dam (St Lawrence F.D.Roosevelt) | 19 | Water | Hydro | Operating | 0.34 | 0.34 | 6745.01 | 1.86 | 0 | 1.86 | 1.86 | 0 | 8.43 | 3.06 | NA | NA | 2392 | 78.68 | NA | NA | NA | N
Robert Moses Power Dam (St Lawrence F.D.Roosevelt) | 20 | Water | Hydro | Operating | 0.34 | 0.34 | 6745.35 | 1.86 | 0 | 1.86 | 1.86 | 0 | 8.43 | 3.06 | NA | NA | 2392 | 78.68 | NA | NA | NA | N
Robert Moses Power Dam (St Lawrence F.D.Roosevelt) | 21 | Water | Hydro | Operating | 0.34 | 0.34 | 6745.69 | 1.86 | 0 | 1.86 | 1.86 | 0 | 8.43 | 3.06 | NA | NA | 2392 | 78.68 | NA | NA | NA | N
Robert Moses Power Dam (St Lawrence F.D.Roosevelt) | 22 | Water | Hydro | Operating | 0.34 | 0.34 | 6746.03 | 1.86 | 0 | 1.86 | 1.86 | 0 | 8.43 | 3.06 | NA | NA | 2392 | 78.68 | NA | NA | NA | N
Robert Moses Power Dam (St Lawrence F.D.Roosevelt) | 23 | Water | Hydro | Operating | 0.34 | 0.34 | 6746.37 | 1.86 | 0 | 1.86 | 1.86 | 0 | 8.43 | 3.06 | NA | NA | 2392 | 78.68 | NA | NA | NA | N
Robert Moses Power Dam (St Lawrence F.D.Roosevelt) | 24 | Water | Hydro | Operating | 0.34 | 0.34 | 6746.71 | 1.86 | 0 | 1.86 | 1.86 | 0 | 8.43 | 3.06 | NA | NA | 2392 | 78.68 | NA | NA | NA | N
Robert Moses Power Dam (St Lawrence F.D.Roosevelt) | 25 | Water | Hydro | Operating | 0.34 | 0.34 | 6747.05 | 1.86 | 0 | 1.86 | 1.86 | 0 | 8.43 | 3.06 | NA | NA | 2392 | 78.68 | NA | NA | NA | N
Robert Moses Power Dam (St Lawrence F.D.Roosevelt) | 26 | Water | Hydro | Operating | 0.34 | 0.34 | 6747.39 | 1.86 | 0 | 1.86 | 1.86 | 0 | 8.43 | 3.06 | NA | NA | 2392 | 78.68 | NA | NA | NA | N
Robert Moses Power Dam (St Lawrence F.D.Roosevelt) | 27 | Water | Hydro | Operating | 0.34 | 0.34 | 6747.73 | 1.86 | 0 | 1.86 | 1.86 | 0 | 8.43 | 3.06 | NA | NA | 2392 | 78.68 | NA | NA | NA | N
Robert Moses Power Dam (St Lawrence F.D.Roosevelt) | 28 | Water | Hydro | Operating | 0.34 | 0.34 | 6748.07 | 1.86 | 0 | 1.86 | 1.86 | 0 | 8.43 | 3.06 | NA | NA | 2392 | 78.68 | NA | NA | NA | N
Robert Moses Power Dam (St Lawrence F.D.Roosevelt) | 29 | Water | Hydro | Operating | 0.34 | 0.34 | 6748.41 | 1.86 | 0 | 1.86 | 1.86 | 0 | 8.43 | 3.06 | NA | NA | 2392 | 78.68 | NA | NA | NA | N
Robert Moses Power Dam (St Lawrence F.D.Roosevelt) | 30 | Water | Hydro | Operating | 0.34 | 0.34 | 6748.76 | 1.86 | 0 | 1.86 | 1.86 | 0 | 8.43 | 3.06 | NA | NA | 2392 | 78.68 | NA | NA | NA | N
Robert Moses Power Dam (St Lawrence F.D.Roosevelt) | 31 | Water | Hydro | Operating | 0.34 | 0.34 | 6749.1 | 1.86 | 0 | 1.86 | 1.86 | 0 | 8.43 | 3.06 | NA | NA | 2392 | 78.68 | NA | NA | NA | N
Robert Moses Power Dam (St Lawrence F.D.Roosevelt) | 32 | Water | Hydro | Operating | 0.34 | 0.34 | 6749.44 | 1.86 | 0 | 1.86 | 1.86 | 0 | 8.43 | 3.06 | NA | NA | 2392 | 78.68 | NA | NA | NA | N
High Trail Wind Farm (Twin Groves I) | 1 | Wind | Wind | Operating | 198 | 198 | 6947.44 | 1.87 | 0 | 1.87 | 1.87 | 0 | 17.1 | 8.12 | NA | NA | 541774 | 31.15 | NA | NA | NA | N
Meadow Lake I Wind Farm | GEN 1 | Wind | Wind | Operating | 199.7 | 199.7 | 7147.14 | 1.87 | 0 | 1.87 | 1.87 | 0 | 16.74 | 9.01 | NA | NA | 467962 | 26.68 | NA | NA | NA | N
Highland North Wind Farm | 1 | Wind | Wind | Operating | 75 | 75 | 7222.14 | 1.93 | 0 | 1.93 | 1.93 | 0 | 17.38 | 8.51 | NA | NA | 198012 | 30.06 | NA | NA | NA | N
Beech Ridge Wind Farm | GEN1 | Wind | Wind | Operating | 100.5 | 100.5 | 7322.64 | 1.95 | 0 | 1.95 | 1.95 | 0 | 17.6 | 8.39 | NA | NA | 274621 | 31.11 | NA | NA | NA | N
Laurel Hill | 1 | Wind | Wind | Operating | 69 | 69 | 7391.64 | 1.95 | 0 | 1.95 | 1.95 | 0 | 17.54 | 8.55 | NA | NA | 183462 | 30.27 | NA | NA | NA | N
Camp Grove Wind Farm | 1 | Wind | Wind | Operating | 150 | 150 | 7541.64 | 1.96 | 0 | 1.96 | 1.96 | 0 | 17.61 | 8.54 | NA | NA | 401561 | 30.48 | NA | NA | NA | N
Meadow Lake Wind Farm III | GEN 1 | Wind | Wind | Operating | 78.5 | 78.5 | 7620.14 | 1.97 | 0 | 1.97 | 1.97 | 0 | 17.54 | 8.77 | NA | NA | 202275 | 29.33 | NA | NA | NA | N
Sandy Ridge Wind Farm | 1 | Wind | Wind | Operating | 48.2 | 48.2 | 7668.34 | 1.98 | 0 | 1.98 | 1.98 | 0 | 18.41 | 7.68 | NA | NA | 155711 | 36.78 | NA | NA | NA | N
Laurel Mountain | 1 | Wind | Wind | Operating | 97.6 | 97.6 | 7765.94 | 1.99 | 0 | 1.99 | 1.99 | 0 | 17.31 | 9.65 | NA | NA | 220373 | 25.7 | NA | NA | NA | N
Meadow Lake Wind Farm II | GEN1 | Wind | Wind | Operating | 74 | 74 | 7839.94 | 1.99 | 0 | 1.99 | 1.99 | 0 | 17.63 | 9.01 | NA | NA | 185951 | 28.61 | NA | NA | NA | N
Armenia Mountain Wind | 1 | Wind | Wind | Operating | 100.5 | 100.5 | 7940.44 | 2.02 | 0 | 2.02 | 2.02 | 0 | 17.95 | 8.9 | NA | NA | 262390 | 29.72 | NA | NA | NA | N
Blackstone Wind Farm (Top Crop I) | GEN 1 | Wind | Wind | Operating | 102 | 102 | 8042.44 | 2.03 | 0 | 2.03 | 2.03 | 0 | 17.91 | 8.97 | NA | NA | 263021 | 29.36 | NA | NA | NA | N
Pinnacle Wind Farm | 1 | Wind | Wind | Operating | 55.2 | 55.2 | 8097.64 | 2.03 | 0 | 2.03 | 2.03 | 0 | 18.68 | 7.98 | NA | NA | 173382 | 35.76 | NA | NA | NA | N
EcoGrove Wind | 1 | Wind | Wind | Operating | 100.5 | 100.5 | 8198.14 | 2.05 | 0 | 2.05 | 2.05 | 0 | 17.95 | 9.24 | NA | NA | 250936 | 28.43 | NA | NA | NA | N
Holtwood Hydroelectric Plant | HW1 | Water | Hydro | Operating | 10 | 10 | 8208.14 | 2.05 | 0 | 2.05 | 2.05 | 0 | 8.43 | 4.57 | NA | NA | 33401 | 38.03 | NA | NA | NA | N
Holtwood Hydroelectric Plant | HW10 | Water | Hydro | Operating | 13.2 | 13.2 | 8221.34 | 2.05 | 0 | 2.05 | 2.05 | 0 | 8.43 | 4.57 | NA | NA | 44090 | 38.03 | NA | NA | NA | N
Holtwood Hydroelectric Plant | HW11 | Water | Hydro | Operating | 1.2 | 1.2 | 8222.54 | 2.05 | 0 | 2.05 | 2.05 | 0 | 8.43 | 4.57 | NA | NA | 4008 | 38.03 | NA | NA | NA | N
Holtwood Hydroelectric Plant | HW13 | Water | Hydro | Operating | 1.2 | 1.2 | 8223.74 | 2.05 | 0 | 2.05 | 2.05 | 0 | 8.43 | 4.57 | NA | NA | 4008 | 38.03 | NA | NA | NA | N
Holtwood Hydroelectric Plant | HW18 | Water | Hydro | Operating | 64.6 | 64.6 | 8288.34 | 2.05 | 0 | 2.05 | 2.05 | 0 | 8.43 | 4.57 | NA | NA | 215772 | 38.03 | NA | NA | NA | N
Holtwood Hydroelectric Plant | HW19 | Water | Hydro | Operating | 64.6 | 64.6 | 8352.94 | 2.05 | 0 | 2.05 | 2.05 | 0 | 8.43 | 4.57 | NA | NA | 215772 | 38.03 | NA | NA | NA | N
Holtwood Hydroelectric Plant | HW2 | Water | Hydro | Operating | 11.7 | 11.7 | 8364.64 | 2.05 | 0 | 2.05 | 2.05 | 0 | 8.43 | 4.57 | NA | NA | 39079 | 38.03 | NA | NA | NA | N
Holtwood Hydroelectric Plant | HW3 | Water | Hydro | Operating | 12.7 | 12.7 | 8377.34 | 2.05 | 0 | 2.05 | 2.05 | 0 | 8.43 | 4.57 | NA | NA | 42419 | 38.03 | NA | NA | NA | N
Holtwood Hydroelectric Plant | HW4 | Water | Hydro | Operating | 11.2 | 11.2 | 8388.54 | 2.05 | 0 | 2.05 | 2.05 | 0 | 8.43 | 4.57 | NA | NA | 37409 | 38.03 | NA | NA | NA | N
Holtwood Hydroelectric Plant | HW5 | Water | Hydro | Operating | 12.1 | 12.1 | 8400.64 | 2.05 | 0 | 2.05 | 2.05 | 0 | 8.43 | 4.57 | NA | NA | 40415 | 38.03 | NA | NA | NA | N
Holtwood Hydroelectric Plant | HW6 | Water | Hydro | Operating | 12.5 | 12.5 | 8413.14 | 2.05 | 0 | 2.05 | 2.05 | 0 | 8.43 | 4.57 | NA | NA | 41751 | 38.03 | NA | NA | NA | N
Holtwood Hydroelectric Plant | HW7 | Water | Hydro | Operating | 10.3 | 10.3 | 8423.44 | 2.05 | 0 | 2.05 | 2.05 | 0 | 8.43 | 4.57 | NA | NA | 34403 | 38.03 | NA | NA | NA | N
Holtwood Hydroelectric Plant | HW8 | Water | Hydro | Operating | 10.5 | 10.5 | 8433.94 | 2.05 | 0 | 2.05 | 2.05 | 0 | 8.43 | 4.57 | NA | NA | 35071 | 38.03 | NA | NA | NA | N
Holtwood Hydroelectric Plant | HW9 | Water | Hydro | Operating | 13.2 | 13.2 | 8447.14 | 2.05 | 0 | 2.05 | 2.05 | 0 | 8.43 | 4.57 | NA | NA | 44090 | 38.03 | NA | NA | NA | N
Meadow Lake Wind Farm IV | GEN 1 | Wind | Wind | Operating | 73.7 | 73.7 | 8520.84 | 2.1 | 0 | 2.1 | 2.1 | 0 | 17.64 | 10.52 | NA | NA | 154230 | 23.82 | NA | NA | NA | N
Criterion Wind Project | 1 | Wind | Wind | Operating | 70 | 70 | 8590.84 | 2.12 | 0 | 2.12 | 2.12 | 0 | 18.51 | 9.21 | NA | NA | 182563 | 29.69 | NA | NA | NA | N
Locust Ridge II | 1 | Wind | Wind | Operating | 102 | 102 | 8692.84 | 2.14 | 0 | 2.14 | 2.14 | 0 | 17.91 | 10.57 | NA | NA | 216696 | 24.19 | NA | NA | NA | N
South Chestnut Wind Project | 1 | Wind | Wind | Operating | 50.4 | 50.4 | 8743.24 | 2.2 | 0 | 2.2 | 2.2 | 0 | 18.29 | 10.64 | NA | NA | 109193 | 24.66 | NA | NA | NA | N
Patton Wind Farm | 1 | Wind | Wind | Operating | 30 | 30 | 8773.24 | 2.21 | 0 | 2.21 | 2.21 | 0 | 20.17 | 8.44 | NA | NA | 97125 | 36.86 | NA | NA | NA | N
Safe Harbor | 1 | Water | Hydro | Operating | 33 | 33 | 8806.24 | 2.27 | 0 | 2.27 | 2.27 | 0 | 8.43 | 6.74 | NA | NA | 62211 | 21.46 | NA | NA | NA | N
Safe Harbor | 10 | Water | Hydro | Operating | 37.5 | 37.5 | 8843.74 | 2.27 | 0 | 2.27 | 2.27 | 0 | 8.43 | 6.74 | NA | NA | 70694 | 21.46 | NA | NA | NA | N
Safe Harbor | 11 | Water | Hydro | Operating | 37.5 | 37.5 | 8881.24 | 2.27 | 0 | 2.27 | 2.27 | 0 | 8.43 | 6.74 | NA | NA | 70694 | 21.46 | NA | NA | NA | N
Safe Harbor | 12 | Water | Hydro | Operating | 37.5 | 37.5 | 8918.74 | 2.27 | 0 | 2.27 | 2.27 | 0 | 8.43 | 6.74 | NA | NA | 70694 | 21.46 | NA | NA | NA | N
Safe Harbor | 2 | Water | Hydro | Operating | 33 | 33 | 8951.74 | 2.27 | 0 | 2.27 | 2.27 | 0 | 8.43 | 6.74 | NA | NA | 62211 | 21.46 | NA | NA | NA | N
Safe Harbor | 3 | Water | Hydro | Operating | 32 | 32 | 8983.74 | 2.27 | 0 | 2.27 | 2.27 | 0 | 8.43 | 6.74 | NA | NA | 60326 | 21.46 | NA | NA | NA | N
Safe Harbor | 4 | Water | Hydro | Operating | 32 | 32 | 9015.74 | 2.27 | 0 | 2.27 | 2.27 | 0 | 8.43 | 6.74 | NA | NA | 60326 | 21.46 | NA | NA | NA | N
Safe Harbor | 41 | Water | Hydro | Operating | 2 | 2 | 9017.74 | 2.27 | 0 | 2.27 | 2.27 | 0 | 8.43 | 6.74 | NA | NA | 3770 | 21.46 | NA | NA | NA | N
Safe Harbor | 42 | Water | Hydro | Operating | 2 | 2 | 9019.74 | 2.27 | 0 | 2.27 | 2.27 | 0 | 8.43 | 6.74 | NA | NA | 3770 | 21.46 | NA | NA | NA | N
Safe Harbor | 5 | Water | Hydro | Operating | 32 | 32 | 9051.74 | 2.27 | 0 | 2.27 | 2.27 | 0 | 8.43 | 6.74 | NA | NA | 60326 | 21.46 | NA | NA | NA | N
Safe Harbor | 6 | Water | Hydro | Operating | 32 | 32 | 9083.74 | 2.27 | 0 | 2.27 | 2.27 | 0 | 8.43 | 6.74 | NA | NA | 60326 | 21.46 | NA | NA | NA | N
Safe Harbor | 7 | Water | Hydro | Operating | 32 | 32 | 9115.74 | 2.27 | 0 | 2.27 | 2.27 | 0 | 8.43 | 6.74 | NA | NA | 60326 | 21.46 | NA | NA | NA | N
Safe Harbor | 8 | Water | Hydro | Operating | 37.5 | 37.5 | 9153.24 | 2.27 | 0 | 2.27 | 2.27 | 0 | 8.43 | 6.74 | NA | NA | 70694 | 21.46 | NA | NA | NA | N
Safe Harbor | 9 | Water | Hydro | Operating | 37.5 | 37.5 | 9190.74 | 2.27 | 0 | 2.27 | 2.27 | 0 | 8.43 | 6.74 | NA | NA | 70694 | 21.46 | NA | NA | NA | N
Allegheny Ridge Wind Farm | 1 | Wind | Wind | Operating | 80 | 80 | 9270.74 | 2.29 | 0 | 2.29 | 2.29 | 0 | 19.44 | 9.96 | NA | NA | 202849 | 28.87 | NA | NA | NA | N
Chestnut Flats Windfarm | 1 | Wind | Wind | Operating | 38 | 38 | 9308.74 | 2.31 | 0 | 2.31 | 2.31 | 0 | 20.11 | 9.5 | NA | NA | 106340 | 31.86 | NA | NA | NA | N
GSG Wind Farm | 1 | Wind | Wind | Operating | 80 | 80 | 9388.74 | 2.31 | 0 | 2.31 | 2.31 | 0 | 19.44 | 10.13 | NA | NA | 198797 | 28.29 | NA | NA | NA | N
Findlay Wind Farm | WNDW1 | Wind | Wind | Operating | 3 | 3 | 9391.74 | 2.34 | 0 | 2.34 | 2.34 | 0 | 20.12 | NA | NA | NA | NA | NA | NA | NA | NA | N
Harpster Wind Project | H1 | Wind | Wind | Operating | 1.5 | 1.5 | 9393.24 | 2.34 | 0 | 2.34 | 2.34 | 0 | 20.12 | NA | NA | NA | NA | NA | NA | NA | NA | N
MATS Wind | 1 | Wind | Wind | Operating | 0.55 | 0.55 | 9393.79 | 2.34 | 0 | 2.34 | 2.34 | 0 | 20.12 | NA | NA | NA | NA | NA | NA | NA | NA | N
Providence Heights Wind Farm | 1 | Wind | Wind | Operating | 72 | 72 | 9465.79 | 2.34 | 0 | 2.34 | 2.34 | 0 | 19.4 | 10.57 | NA | NA | 169679 | 26.83 | NA | NA | NA | N
Zephyr Wind Project | Z1 | Wind | Wind | Operating | 1.5 | 1.5 | 9467.29 | 2.34 | 0 | 2.34 | 2.34 | 0 | 20.12 | NA | NA | NA | NA | NA | NA | NA | NA | N
Zephyr Wind Project | Z2 | Wind | Wind | Operating | 1.5 | 1.5 | 9468.79 | 2.34 | 0 | 2.34 | 2.34 | 0 | 20.12 | NA | NA | NA | NA | NA | NA | NA | NA | N
Zephyr Wind Project | Z3 | Wind | Wind | Operating | 1.5 | 1.5 | 9470.29 | 2.34 | 0 | 2.34 | 2.34 | 0 | 20.12 | NA | NA | NA | NA | NA | NA | NA | NA | N
Stony Creek Wind Farm | 1 | Wind | Wind | Operating | 52.5 | 52.5 | 9522.79 | 2.35 | 0 | 2.35 | 2.35 | 0 | 20.17 | 9.74 | NA | NA | 143141 | 31.04 | NA | NA | NA | N
North Allegheny Wind | 1 | Wind | Wind | Operating | 70 | 70 | 9592.79 | 2.38 | 0 | 2.38 | 2.38 | 0 | 19.01 | 11.51 | NA | NA | 145643 | 23.69 | NA | NA | NA | N
Roth Rock Wind Project I | SRRW1 | Wind | Wind | Operating | 40 | 40 | 9632.79 | 2.38 | 0 | 2.38 | 2.38 | 0 | 19.88 | 10.38 | NA | NA | 99398 | 28.29 | NA | NA | NA | N
Highland Wind Project | 1 | Wind | Wind | Operating | 62.5 | 62.5 | 9695.29 | 2.41 | 0 | 2.41 | 2.41 | 0 | 19.43 | 11.24 | NA | NA | 137512 | 25.05 | NA | NA | NA | N
Erie Coke Corporation | 1 | Other Fuel | Steam Turbine | Operating | 1.3 | 1.3 | 9696.59 | 2.63 | 0 | 2.63 | 2.63 | 0 | 24.78 | NA | 4786 | NA | NA | NA | 0.06 | 0.011 | 118.16 | Y
Joliet Refinery | MG | Other Fuel | Steam Turbine | Operating | 11.2 | 11.2 | 9707.79 | 2.63 | 0 | 2.63 | 2.63 | 0 | 24.78 | NA | 15147 | NA | NA | NA | 0.06 | 0.011 | 118.16 | Y
Joliet Refinery | STG1 | Other Fuel | Steam Turbine | Out of Service | 6.5 | 6.5 | 9714.29 | 2.63 | 0 | 2.63 | 2.63 | 0 | 24.78 | NA | 15147 | NA | NA | NA | 0.06 | 0.011 | 118.16 | Y
WCI Steel Inc. | GEN1 | Other Fuel | Steam Turbine | Operating | 2.8 | 2.8 | 9717.09 | 2.63 | 0 | 2.63 | 2.63 | 0 | 24.78 | NA | 9372 | NA | NA | NA | 0.095 | 0.011 | 118.16 | Y
WCI Steel Inc. | GEN2 | Other Fuel | Steam Turbine | Operating | 7.1 | 7.1 | 9724.19 | 2.63 | 0 | 2.63 | 2.63 | 0 | 24.78 | NA | 15423 | NA | NA | NA | 0.151 | 0.011 | 118.16 | Y
WCI Steel Inc. | GEN3 | Other Fuel | Steam Turbine | Operating | 9.4 | 9.4 | 9733.59 | 2.63 | 0 | 2.63 | 2.63 | 0 | 24.78 | NA | 6216 | NA | NA | NA | 0.0932 | 0.011 | 118.16 | Y
Hawks Nest Hydro | GEN1 | Water | Hydro | Operating | 23.5 | 23.5 | 9757.09 | 2.68 | 0 | 2.68 | 2.68 | 0 | 9.34 | 4.54 | NA | NA | 117918 | 55.47 | NA | NA | NA | N
Hawks Nest Hydro | GEN2 | Water | Hydro | Operating | 23.5 | 23.5 | 9780.59 | 2.68 | 0 | 2.68 | 2.68 | 0 | 9.34 | 4.54 | NA | NA | 117918 | 55.47 | NA | NA | NA | N
Hawks Nest Hydro | GEN3 | Water | Hydro | Operating | 23.5 | 23.5 | 9804.09 | 2.68 | 0 | 2.68 | 2.68 | 0 | 9.34 | 4.54 | NA | NA | 117918 | 55.47 | NA | NA | NA | N
Hawks Nest Hydro | GEN4 | Water | Hydro | Operating | 23.5 | 23.5 | 9827.59 | 2.68 | 0 | 2.68 | 2.68 | 0 | 9.34 | 4.54 | NA | NA | 117918 | 55.47 | NA | NA | NA | N
John H Kerr | 1 | Water | Hydro | Operating | 13.8 | 13.8 | 9841.39 | 2.69 | 0 | 2.69 | 2.69 | 0 | 8.43 | 6.95 | NA | NA | 27279 | 22.5 | NA | NA | NA | N
John H Kerr | 2 | Water | Hydro | Operating | 46.8 | 46.8 | 9888.19 | 2.69 | 0 | 2.69 | 2.69 | 0 | 8.43 | 6.95 | NA | NA | 92510 | 22.5 | NA | NA | NA | N
John H Kerr | 3 | Water | Hydro | Operating | 46.8 | 46.8 | 9934.99 | 2.69 | 0 | 2.69 | 2.69 | 0 | 8.43 | 6.95 | NA | NA | 92510 | 22.5 | NA | NA | NA | N
John H Kerr | 4 | Water | Hydro | Operating | 46.8 | 46.8 | 9981.79 | 2.69 | 0 | 2.69 | 2.69 | 0 | 8.43 | 6.95 | NA | NA | 92510 | 22.5 | NA | NA | NA | N
John H Kerr | 5 | Water | Hydro | Operating | 46.8 | 46.8 | 10028.59 | 2.69 | 0 | 2.69 | 2.69 | 0 | 8.43 | 6.95 | NA | NA | 92510 | 22.5 | NA | NA | NA | N
John H Kerr | 6 | Water | Hydro | Operating | 46.8 | 46.8 | 10075.39 | 2.69 | 0 | 2.69 | 2.69 | 0 | 8.43 | 6.95 | NA | NA | 92510 | 22.5 | NA | NA | NA | N
John H Kerr | 7 | Water | Hydro | Operating | 46.8 | 46.8 | 10122.19 | 2.69 | 0 | 2.69 | 2.69 | 0 | 8.43 | 6.95 | NA | NA | 92510 | 22.5 | NA | NA | NA | N
John H Kerr | A | Water | Hydro | Operating | 1 | 1 | 10123.19 | 2.69 | 0 | 2.69 | 2.69 | 0 | 8.43 | 6.95 | NA | NA | 1977 | 22.5 | NA | NA | NA | N
John H Kerr | B | Water | Hydro | Operating | 1 | 1 | 10124.19 | 2.69 | 0 | 2.69 | 2.69 | 0 | 8.43 | 6.95 | NA | NA | 1977 | 22.5 | NA | NA | NA | N
Lookout WindPower LLC | 1 | Wind | Wind | Operating | 37.8 | 37.8 | 10161.99 | 2.71 | 0 | 2.71 | 2.71 | 0 | 22.91 | 10.72 | NA | NA | 108137 | 32.57 | NA | NA | NA | N
Crescent Ridge Wind Project | 1 | Wind | Wind | Operating | 53 | 53 | 10214.99 | 2.73 | 0 | 2.73 | 2.73 | 0 | 22.76 | 10.95 | NA | NA | 146775 | 31.53 | NA | NA | NA | N
Smith Mountain Hydro | 2 | Water | Hydro | Operating | 174 | 174 | 10388.99 | 2.77 | 0 | 2.77 | 2.77 | 0 | 6.81 | 9.36 | NA | NA | 179851 | 11.77 | NA | NA | NA | N
Smith Mountain Hydro | 4 | Water | Hydro | Operating | 174 | 174 | 10562.99 | 2.77 | 0 | 2.77 | 2.77 | 0 | 6.81 | 9.36 | NA | NA | 179851 | 11.77 | NA | NA | NA | N
Timber Road III Wind Farm (Amazon Wind Farm US Central) | 1 | Wind | Wind | Operating | 100.8 | 100.8 | 10663.79 | 2.8 | 0 | 2.8 | 2.8 | 0 | 45.59 | 163.54 | NA | NA | 28591 | 38.12 | NA | NA | NA | N
Claytor | 1 | Water | Hydro | Operating | 28.2 | 28.2 | 10691.99 | 2.84 | 0 | 2.84 | 2.84 | 0 | 23.26 | 15.31 | NA | NA | 52587 | 21.23 | NA | NA | NA | N
Claytor | 2 | Water | Hydro | Operating | 28.2 | 28.2 | 10720.19 | 2.84 | 0 | 2.84 | 2.84 | 0 | 23.26 | 15.31 | NA | NA | 52587 | 21.23 | NA | NA | NA | N
Claytor | 3 | Water | Hydro | Operating | 28.2 | 28.2 | 10748.39 | 2.84 | 0 | 2.84 | 2.84 | 0 | 23.26 | 15.31 | NA | NA | 52587 | 21.23 | NA | NA | NA | N
Claytor | 4 | Water | Hydro | Operating | 28.2 | 28.2 | 10776.59 | 2.84 | 0 | 2.84 | 2.84 | 0 | 23.26 | 15.31 | NA | NA | 52587 | 21.23 | NA | NA | NA | N
Waymart Wind Farm | GE15 | Wind | Wind | Operating | 64.5 | 64.5 | 10841.09 | 2.93 | 0 | 2.93 | 2.93 | 0 | 22.55 | 12.67 | NA | NA | 149395 | 26.37 | NA | NA | NA | N
Radford | 1 | Water | Hydro | Out of Service | 1 | 1 | 10842.09 | 3.05 | 0 | 3.05 | 3.05 | 0 | 110.78 | NA | NA | NA | NA | NA | NA | NA | NA | N
Casselman Wind | 1 | Wind | Wind | Operating | 34.5 | 34.5 | 10876.59 | 3.09 | 0 | 3.09 | 3.09 | 0 | 24.63 | 12.48 | NA | NA | 90562 | 29.88 | NA | NA | NA | N
Kelly Creek Wind Farm | WND1 | Wind | Wind | Operating | 184 | 184 | 11060.59 | 3.09 | 0 | 3.09 | 3.09 | 0 | 45.59 | 199.19 | NA | NA | 42779 | 31.25 | NA | NA | NA | N
London | 1 | Water | Hydro | Operating | 3.83 | 3.83 | 11064.42 | 3.23 | 0.06 | 3.16 | 3.16 | 0 | 63.96 | 11.32 | NA | NA | 30266 | 89.96 | NA | NA | NA | N
London | 2 | Water | Hydro | Operating | 3.83 | 3.83 | 11068.25 | 3.23 | 0.06 | 3.16 | 3.16 | 0 | 63.96 | 11.32 | NA | NA | 30266 | 89.96 | NA | NA | NA | N
London | 3 | Water | Hydro | Operating | 3.84 | 3.84 | 11072.09 | 3.23 | 0.06 | 3.16 | 3.16 | 0 | 63.96 | 11.32 | NA | NA | 30345 | 89.96 | NA | NA | NA | N
Meldahl Hydropower Project | 1 | Water | Hydro | Operating | 26.5 | 26.5 | 11098.59 | 3.23 | 0 | 3.23 | 3.23 | 0 | 8.43 | 5.52 | NA | NA | 97572 | 45.8 | NA | NA | NA | N
Meldahl Hydropower Project | 2 | Water | Hydro | Operating | 26.5 | 26.5 | 11125.08 | 3.23 | 0 | 3.23 | 3.23 | 0 | 8.43 | 5.4 | NA | NA | 102974 | 44.25 | NA | NA | NA | N
Meldahl Hydropower Project | 3 | Water | Hydro | Operating | 26.5 | 26.5 | 11151.58 | 3.23 | 0 | 3.23 | 3.23 | 0 | 8.43 | 5.81 | NA | NA | 86658 | 49.56 | NA | NA | NA | N
Cannelton Dam | CG1 | Water | Hydro | Operating | 14.65 | 14.65 | 11166.23 | 3.27 | 0 | 3.27 | 3.27 | 0 | 8.43 | 5.07 | NA | NA | 68634 | 58.27 | NA | NA | NA | N
Cannelton Dam | CG2 | Water | Hydro | Operating | 14.65 | 14.65 | 11180.88 | 3.27 | 0 | 3.27 | 3.27 | 0 | 8.43 | 5.22 | NA | NA | 63421 | 58.95 | NA | NA | NA | N
Cannelton Dam | CG3 | Water | Hydro | Operating | 14.65 | 14.65 | 11195.53 | 3.27 | 0 | 3.27 | 3.27 | 0 | 8.43 | 5.87 | NA | NA | 47430 | 63.04 | NA | NA | NA | N
Leesville | 1 | Water | Hydro | Operating | 25 | 25 | 11220.53 | 3.3 | 0 | 3.3 | 3.3 | 0 | 16.68 | 13.8 | NA | NA | 39716 | 18.09 | NA | NA | NA | N
Leesville | 2 | Water | Hydro | Operating | 25 | 25 | 11245.53 | 3.3 | 0 | 3.3 | 3.3 | 0 | 16.68 | 13.8 | NA | NA | 39716 | 18.09 | NA | NA | NA | N
Winfield | 1 | Water | Hydro | Operating | 14.5 | 14.5 | 11260.03 | 3.3 | 0.05 | 3.25 | 3.25 | 0 | 27.2 | 9.42 | NA | NA | 64446 | 50.6 | NA | NA | NA | N
Winfield | 2 | Water | Hydro | Operating | 4.9 | 4.9 | 11264.93 | 3.3 | 0.05 | 3.25 | 3.25 | 0 | 27.2 | 9.42 | NA | NA | 21778 | 50.6 | NA | NA | NA | N
Winfield | 3 | Water | Hydro | Operating | 4.9 | 4.9 | 11269.83 | 3.3 | 0.05 | 3.25 | 3.25 | 0 | 27.2 | 9.42 | NA | NA | 21778 | 50.6 | NA | NA | NA | N
Buck Hydro | 1 | Water | Hydro | Operating | 5.3 | 5.3 | 11275.13 | 3.44 | 0 | 3.44 | 3.44 | 0 | 12.37 | 8.76 | NA | NA | 12327 | 26.48 | NA | NA | NA | N
Buck Hydro | 2 | Water | Hydro | Operating | 5.3 | 5.3 | 11280.43 | 3.44 | 0 | 3.44 | 3.44 | 0 | 12.37 | 8.76 | NA | NA | 12327 | 26.48 | NA | NA | NA | N
Buck Hydro | 3 | Water | Hydro | Operating | 5.3 | 5.3 | 11285.73 | 3.44 | 0 | 3.44 | 3.44 | 0 | 12.37 | 8.76 | NA | NA | 12327 | 26.48 | NA | NA | NA | N
New Creek Wind Farm | NCG01 | Wind | Wind | Operating | 102.5 | 102.5 | 11388.23 | 3.45 | 0 | 3.45 | 3.45 | 0 | 45.59 | 243.9 | NA | NA | 19435 | 25.49 | NA | NA | NA | N
Greenup Hydro | 1 | Water | Hydro | Operating | 23.4 | 23.4 | 11411.63 | 3.55 | 0 | 3.55 | 3.55 | 0 | 8.43 | 5.48 | NA | NA | 102323 | 49.78 | NA | NA | NA | N
Greenup Hydro | 2 | Water | Hydro | Operating | 23.4 | 23.4 | 11435.03 | 3.55 | 0 | 3.55 | 3.55 | 0 | 8.43 | 5.48 | NA | NA | 102323 | 49.78 | NA | NA | NA | N
Greenup Hydro | 3 | Water | Hydro | Operating | 23.4 | 23.4 | 11458.43 | 3.55 | 0 | 3.55 | 3.55 | 0 | 8.43 | 5.48 | NA | NA | 102323 | 49.78 | NA | NA | NA | N
Mountaineer Wind Energy Center | WT1 | Wind | Wind | Operating | 66 | 66 | 11524.43 | 3.56 | 0 | 3.56 | 3.56 | 0 | 22.92 | 17.15 | NA | NA | 111319 | 19.2 | NA | NA | NA | N
Byllesby 2 | 1 | Water | Hydro | Operating | 4.4 | 4.4 | 11528.83 | 3.57 | 0.01 | 3.56 | 3.56 | 0 | 17.56 | 10.91 | NA | NA | 10525 | 15.17 | NA | NA | NA | N
Byllesby 2 | 2 | Water | Hydro | Operating | 4.4 | 4.4 | 11533.23 | 3.57 | 0.01 | 3.56 | 3.56 | 0 | 17.56 | 10.91 | NA | NA | 10525 | 15.17 | NA | NA | NA | N
Byllesby 2 | 3 | Water | Hydro | Operating | 4.4 | 4.4 | 11537.63 | 3.57 | 0.01 | 3.56 | 3.56 | 0 | 17.56 | 10.91 | NA | NA | 10525 | 15.17 | NA | NA | NA | N
Byllesby 2 | 4 | Water | Hydro | Operating | 4.4 | 4.4 | 11542.03 | 3.57 | 0.01 | 3.56 | 3.56 | 0 | 17.56 | 10.91 | NA | NA | 10525 | 15.17 | NA | NA | NA | N
Locust Ridge Wind Farm | LRWF | Wind | Wind | Operating | 26 | 26 | 11568.03 | 3.58 | 0 | 3.58 | 3.58 | 0 | 27.6 | 14.16 | NA | NA | 67877 | 29.72 | NA | NA | NA | N
Belleville | 1 | Water | Hydro | Operating | 10.5 | 10.5 | 11578.53 | 3.73 | 0 | 3.73 | 3.73 | 0 | 8.43 | NA | NA | NA | NA | NA | NA | NA | NA | N
Belleville | 2 | Water | Hydro | Operating | 10.5 | 10.5 | 11589.03 | 3.73 | 0 | 3.73 | 3.73 | 0 | 8.43 | NA | NA | NA | NA | NA | NA | NA | NA | N
Forward WindPower LLC | 1 | Wind | Wind | Operating | 29.4 | 29.4 | 11618.43 | 3.77 | 0 | 3.77 | 3.77 | 0 | 25.02 | 16.83 | NA | NA | 56344 | 21.82 | NA | NA | NA | N
Meyersdale Wind Project | GE15 | Wind | Wind | Operating | 30 | 30 | 11648.43 | 3.97 | 0 | 3.97 | 3.97 | 0 | 30.65 | 15.2 | NA | NA | 81824 | 31.05 | NA | NA | NA | N
Yards Creek Pumped Storage Hydroelectric Project | 1 | Water | Pumped Storage | Operating | 140 | 140 | 11788.43 | 4.01 | 0 | 4.01 | 4.01 | 0 | 5.91 | 8.72 | NA | NA | 175852 | 14.3 | NA | NA | NA | N
Yards Creek Pumped Storage Hydroelectric Project | 2 | Water | Pumped Storage | Operating | 140 | 140 | 11928.43 | 4.01 | 0 | 4.01 | 4.01 | 0 | 5.91 | 8.72 | NA | NA | 175852 | 14.3 | NA | NA | NA | N
Yards Creek Pumped Storage Hydroelectric Project | 3 | Water | Pumped Storage | Operating | 140 | 140 | 12068.43 | 4.01 | 0 | 4.01 | 4.01 | 0 | 5.91 | 8.72 | NA | NA | 175852 | 14.3 | NA | NA | NA | N
Mendota Hills Wind Farm | GEN1 | Wind | Wind | Operating | 50.4 | 50.4 | 12118.83 | 4.04 | 0 | 4.04 | 4.04 | 0 | 24.52 | 19.05 | NA | NA | 82357 | 18.6 | NA | NA | NA | N
Eco Energy Power Plant | 8418 | Biomass | Steam Turbine | Operating | 1.1 | 1.1 | 12119.93 | 4.2 | 0 | 4.2 | 4.2 | 0 | 74.97 | NA | 10474 | NA | NA | NA | 0.414 | 0.047 | 206.45 | N
Eco Energy Power Plant | 8428 | Biomass | Steam Turbine | Operating | 1 | 1 | 12120.93 | 4.2 | 0 | 4.2 | 4.2 | 0 | 74.97 | NA | 10474 | NA | NA | NA | 0.414 | 0.047 | 206.45 | N
Eco Energy Power Plant | 8429 | Biomass | Steam Turbine | Operating | 1.7 | 1.7 | 12122.63 | 4.2 | 0 | 4.2 | 4.2 | 0 | 74.97 | NA | 10474 | NA | NA | NA | 0.414 | 0.047 | 206.45 | N
Harford Waste to Energy Facility | 1 | Biomass | Steam Turbine | Retired | 1.1 | 1.1 | 12123.73 | 4.2 | 0 | 4.2 | 4.2 | 0 | 74.97 | NA | 4365 | NA | NA | NA | 0.169 | 0.029 | 118.18 | Y
P.H. Glatfelter Company - Pennsylvania | GEN6 | Biomass | Steam Turbine | Operating | 28.8 | 28.8 | 12152.53 | 4.2 | 0 | 4.2 | 4.2 | 0 | 74.97 | NA | 5471 | NA | NA | NA | 0.2055 | 0.029 | 120.44 | Y
Haviland Plastic Products Wind Farm | WTGA | Wind | Wind | Operating | 1.5 | 1.5 | 12154.03 | 4.54 | 0 | 4.54 | 4.54 | 0 | 31.33 | NA | NA | NA | NA | NA | NA | NA | NA | N
Haviland Plastic Products Wind Farm | WTGB | Wind | Wind | Operating | 1.5 | 1.5 | 12155.53 | 4.54 | 0 | 4.54 | 4.54 | 0 | 31.33 | NA | NA | NA | NA | NA | NA | NA | NA | N
Haviland Plastic Products Wind Farm | WTGC | Wind | Wind | Operating | 1.5 | 1.5 | 12157.03 | 4.54 | 0 | 4.54 | 4.54 | 0 | 31.33 | NA | NA | NA | NA | NA | NA | NA | NA | N
Racine | 1 | Water | Hydro | Operating | 23.7 | 23.7 | 12180.73 | 4.55 | 0 | 4.55 | 4.55 | 0 | 9.14 | NA | NA | NA | NA | NA | NA | NA | NA | N
Racine | 2 | Water | Hydro | Operating | 23.7 | 23.7 | 12204.43 | 4.55 | 0 | 4.55 | 4.55 | 0 | 9.14 | NA | NA | NA | NA | NA | NA | NA | NA | N
Roth Rock Wind Project II (North) | SRRNW | Wind | Wind | Operating | 10 | 10 | 12214.43 | 4.61 | 0 | 4.61 | 4.61 | 0 | 32.98 | 17.93 | NA | NA | 24765 | 28.19 | NA | NA | NA | N
Middletown Cogeneration | YNKE | Other Fuel | Steam Turbine | Operating | 47 | 47 | 12261.43 | 4.62 | 0 | 4.62 | 4.62 | 0 | 9.93 | NA | 11373 | NA | NA | NA | 0.06 | 0.011 | 118.16 | Y
Rockton | 1 | Water | Hydro | Operating | 0.6 | 0.6 | 12262.03 | 4.65 | 0 | 4.65 | 4.65 | 0 | 110.78 | NA | NA | NA | NA | NA | NA | NA | NA | N
Rockton | 2 | Water | Hydro | Operating | 0.5 | 0.5 | 12262.53 | 4.65 | 0 | 4.65 | 4.65 | 0 | 110.78 | NA | NA | NA | NA | NA | NA | NA | NA | N
East Fork (Marseilles) | 1 | Water | Hydro | Operating | 0.2 | 0.2 | 12262.73 | 4.71 | 0 | 4.71 | 4.71 | 0 | 16.17 | NA | NA | NA | NA | NA | NA | NA | NA | N
East Fork (Marseilles) | 2 | Water | Hydro | Operating | 0.4 | 0.4 | 12263.13 | 4.71 | 0 | 4.71 | 4.71 | 0 | 16.17 | NA | NA | NA | NA | NA | NA | NA | NA | N
Falling Springs Hydroelectric Project | 1 | Water | Hydro | Operating | 1 | 1 | 12264.13 | 4.71 | 0 | 4.71 | 4.71 | 0 | 16.17 | NA | NA | NA | NA | NA | NA | NA | NA | N
Lakeview Dam Hydroelectric | 1 | Water | Hydro | Operating | 0.4 | 0.4 | 12264.53 | 4.71 | 0 | 4.71 | 4.71 | 0 | 16.17 | NA | NA | NA | NA | NA | NA | NA | NA | N
Niagara | 1 | Water | Hydro | Operating | 1.4 | 1.4 | 12265.93 | 4.71 | 0 | 4.71 | 4.71 | 0 | 16.17 | NA | NA | NA | NA | NA | NA | NA | NA | N
Niagara | 2 | Water | Hydro | Operating | 1.2 | 1.2 | 12267.13 | 4.71 | 0 | 4.71 | 4.71 | 0 | 16.17 | NA | NA | NA | NA | NA | NA | NA | NA | N
Passaic Valley Water Commission | GEN1 | Water | Hydro | Out of Service | 0.6 | 0.6 | 12267.73 | 4.71 | 0 | 4.71 | 4.71 | 0 | 16.17 | NA | NA | NA | NA | NA | NA | NA | NA | N
Passaic Valley Water Commission | GEN2 | Water | Hydro | Out of Service | 0.6 | 0.6 | 12268.33 | 4.71 | 0 | 4.71 | 4.71 | 0 | 16.17 | NA | NA | NA | NA | NA | NA | NA | NA | N
Passaic Valley Water Commission | GEN3 | Water | Hydro | Out of Service | 0.6 | 0.6 | 12268.93 | 4.71 | 0 | 4.71 | 4.71 | 0 | 16.17 | NA | NA | NA | NA | NA | NA | NA | NA | N
Passaic Valley Water Commission | GEN4 | Water | Hydro | Out of Service | 0.6 | 0.6 | 12269.53 | 4.71 | 0 | 4.71 | 4.71 | 0 | 16.17 | NA | NA | NA | NA | NA | NA | NA | NA | N
Reusens | 1 | Water | Hydro | Out of Service | 2.5 | 2.5 | 12272.03 | 4.71 | 0 | 4.71 | 4.71 | 0 | 16.17 | NA | NA | NA | 0 | 0 | NA | NA | NA | N
Reusens | 2 | Water | Hydro | Out of Service | 2.5 | 2.5 | 12274.53 | 4.71 | 0 | 4.71 | 4.71 | 0 | 16.17 | NA | NA | NA | 0 | 0 | NA | NA | NA | N
Reusens | 3 | Water | Hydro | Out of Service | 2.5 | 2.5 | 12277.03 | 4.71 | 0 | 4.71 | 4.71 | 0 | 16.17 | NA | NA | NA | 0 | 0 | NA | NA | NA | N
Reusens | 4 | Water | Hydro | Out of Service | 2.5 | 2.5 | 12279.53 | 4.71 | 0 | 4.71 | 4.71 | 0 | 16.17 | NA | NA | NA | 0 | 0 | NA | NA | NA | N
Reusens | 5 | Water | Hydro | Out of Service | 2.5 | 2.5 | 12282.03 | 4.71 | 0 | 4.71 | 4.71 | 0 | 16.17 | NA | NA | NA | 0 | 0 | NA | NA | NA | N
Shenandoah Hydro | 1 | Water | Hydro | Operating | 0.25 | 0.25 | 12282.28 | 4.71 | 0 | 4.71 | 4.71 | 0 | 16.17 | NA | NA | NA | NA | NA | NA | NA | NA | N
Shenandoah Hydro | 2 | Water | Hydro | Operating | 0.25 | 0.25 | 12282.53 | 4.71 | 0 | 4.71 | 4.71 | 0 | 16.17 | NA | NA | NA | NA | NA | NA | NA | NA | N
Shenandoah Hydro | 3 | Water | Hydro | Operating | 0.25 | 0.25 | 12282.78 | 4.71 | 0 | 4.71 | 4.71 | 0 | 16.17 | NA | NA | NA | NA | NA | NA | NA | NA | N
Shenandoah Hydro | 4 | Water | Hydro | Operating | 0.11 | 0.11 | 12282.89 | 4.71 | 0 | 4.71 | 4.71 | 0 | 16.17 | NA | NA | NA | NA | NA | NA | NA | NA | N
Warren Hydro | 1 | Water | Hydro | Operating | 0.25 | 0.25 | 12283.14 | 4.71 | 0 | 4.71 | 4.71 | 0 | 16.17 | NA | NA | NA | NA | NA | NA | NA | NA | N
Warren Hydro | 2 | Water | Hydro | Operating | 0.25 | 0.25 | 12283.39 | 4.71 | 0 | 4.71 | 4.71 | 0 | 16.17 | NA | NA | NA | NA | NA | NA | NA | NA | N
Warren Hydro | 3 | Water | Hydro | Operating | 0.25 | 0.25 | 12283.64 | 4.71 | 0 | 4.71 | 4.71 | 0 | 16.17 | NA | NA | NA | NA | NA | NA | NA | NA | N
Willow Island Hydro | WIG1 | Water | Hydro | Operating | 22 | 22 | 12305.64 | 4.71 | 0 | 4.71 | 4.71 | 0 | 16.17 | NA | NA | NA | NA | NA | NA | NA | NA | N
Willow Island Hydro | WIG2 | Water | Hydro | Operating | 22 | 22 | 12327.64 | 4.71 | 0 | 4.71 | 4.71 | 0 | 16.17 | NA | NA | NA | NA | NA | NA | NA | NA | N
Ringer Hill Wind Farm | RINGR | Wind | Wind | Operating | 39.9 | 39.9 | 12367.54 | 4.73 | 0 | 4.73 | 4.73 | 0 | 45.59 | 402.7 | NA | NA | 4571 | 15.4 | NA | NA | NA | N
Bear Creek Wind Project | 1 | Wind | Wind | Operating | 24 | 24 | 12391.54 | 4.96 | 0 | 4.96 | 4.96 | 0 | 29.09 | NA | NA | NA | NA | NA | NA | NA | NA | N
Haverhill Cogeneration Facility | SCKG1 | Other Fuel | Steam Turbine | Operating | 53 | 53 | 12444.54 | 5.1 | 0 | 5.1 | 5.1 | 0 | 11.96 | NA | 11355 | NA | NA | NA | 0.06 | 0.011 | 118.16 | Y
Gauley River Hydro (Summersville) | GEN1 | Water | Hydro | Operating | 25 | 25 | 12469.54 | 5.19 | 0 | 5.19 | 5.19 | 0 | 8.43 | 7.28 | NA | NA | 100835 | 28.7 | NA | NA | NA | N
Gauley River Hydro (Summersville) | GEN2 | Water | Hydro | Operating | 25 | 25 | 12494.54 | 5.19 | 0 | 5.19 | 5.19 | 0 | 8.43 | 7.28 | NA | NA | 100835 | 28.7 | NA | NA | NA | N
French Paper Company - Hydro | 1 | Water | Hydro | Operating | 0.3 | 0.3 | 12494.84 | 5.22 | 0 | 5.22 | 5.22 | 0 | 110.78 | NA | NA | NA | NA | NA | NA | NA | NA | N
French Paper Company - Hydro | 2 | Water | Hydro | Operating | 0.4 | 0.4 | 12495.24 | 5.22 | 0 | 5.22 | 5.22 | 0 | 110.78 | NA | NA | NA | NA | NA | NA | NA | NA | N
French Paper Company - Hydro | 3 | Water | Hydro | Operating | 0.3 | 0.3 | 12495.54 | 5.22 | 0 | 5.22 | 5.22 | 0 | 110.78 | NA | NA | NA | NA | NA | NA | NA | NA | N
French Paper Company - Hydro | 4 | Water | Hydro | Operating | 0.2 | 0.2 | 12495.74 | 5.22 | 0 | 5.22 | 5.22 | 0 | 110.78 | NA | NA | NA | NA | NA | NA | NA | NA | N
York Haven | 1 | Water | Hydro | Operating | 19 | 19 | 12514.74 | 5.47 | 0 | 5.47 | 5.47 | 0 | 29.1 | NA | NA | NA | NA | NA | NA | NA | NA | N
Kingsport Paper Mill Plant | NO.1 | Biomass | Steam Turbine | Operating | 47 | 47 | 12561.74 | 5.69 | 0 | 5.69 | 5.69 | 0 | 14.54 | NA | 5395 | NA | NA | NA | 0.371 | 0.029 | 120.44 | Y
Marmet | 1 | Water | Hydro | Operating | 11.3 | 11.3 | 12573.04 | 5.77 | 0.07 | 5.7 | 5.7 | 0 | 16.08 | 12.71 | NA | NA | 26184 | 26.38 | NA | NA | NA | N
Marmet | 2 | Water | Hydro | Operating | 11.3 | 11.3 | 12584.34 | 5.77 | 0.07 | 5.7 | 5.7 | 0 | 16.08 | 12.71 | NA | NA | 26184 | 26.38 | NA | NA | NA | N
Marmet | 3 | Water | Hydro | Operating | 11.3 | 11.3 | 12595.64 | 5.77 | 0.07 | 5.7 | 5.7 | 0 | 16.08 | 12.71 | NA | NA | 26184 | 26.38 | NA | NA | NA | N
Cooper Farm's Van Wert Facility | WTG-1 | Wind | Wind | Operating | 3 | 3 | 12598.64 | 6.4 | 0 | 6.4 | 6.4 | 0 | 38.5 | NA | NA | NA | NA | NA | NA | NA | NA | N
Cooper Farm's Van Wert Facility | WTG-2 | Wind | Wind | Operating | 1.5 | 1.5 | 12600.14 | 6.4 | 0 | 6.4 | 6.4 | 0 | 38.5 | NA | NA | NA | NA | NA | NA | NA | NA | N
RP Wind Farm | RPOH | Wind | Wind | Operating | 3.4 | 3.4 | 12603.54 | 6.66 | 0 | 6.66 | 6.66 | 0 | 35.97 | NA | NA | NA | NA | NA | NA | NA | NA | N
Hannibal Hydroelectric Project | UNT1 | Water | Hydro | Operating | 18.7 | 18.7 | 12622.24 | 6.79 | 0 | 6.79 | 6.79 | 0 | 9.04 | 9.54 | NA | NA | 61454 | 37.41 | NA | NA | NA | N
Hannibal Hydroelectric Project | UNT2 | Water | Hydro | Operating | 18.7 | 18.7 | 12640.94 | 6.79 | 0 | 6.79 | 6.79 | 0 | 9.04 | 9.54 | NA | NA | 61454 | 37.41 | NA | NA | NA | N
Roanoke Rapids | 1 | Water | Hydro | Operating | 24 | 24 | 12664.94 | 7.15 | 0.63 | 6.51 | 6.51 | 0 | 17.96 | 11.89 | NA | NA | 90919 | 43.13 | NA | NA | NA | N
Roanoke Rapids | 2 | Water | Hydro | Operating | 24 | 24 | 12688.94 | 7.15 | 0.63 | 6.51 | 6.51 | 0 | 17.96 | 11.89 | NA | NA | 90919 | 43.13 | NA | NA | NA | N
Roanoke Rapids | 3 | Water | Hydro | Operating | 24 | 24 | 12712.94 | 7.15 | 0.63 | 6.51 | 6.51 | 0 | 17.96 | 11.89 | NA | NA | 90919 | 43.13 | NA | NA | NA | N
Roanoke Rapids | 4 | Water | Hydro | Operating | 23 | 23 | 12735.94 | 7.15 | 0.63 | 6.51 | 6.51 | 0 | 17.96 | 11.89 | NA | NA | 87131 | 43.13 | NA | NA | NA | N
Adam Wind (GSG 3) | ADAM | Wind | Wind | Operating | 2.5 | 2.5 | 12738.44 | 7.49 | 0 | 7.49 | 7.49 | 0 | 45.59 | NA | NA | NA | NA | NA | NA | NA | NA | N
Adam Wind (GSG 3) | EVE | Wind | Wind | Operating | 2.5 | 2.5 | 12740.94 | 7.49 | 0 | 7.49 | 7.49 | 0 | 45.59 | NA | NA | NA | NA | NA | NA | NA | NA | N
AgriWind | AWND1 | Wind | Wind | Operating | 4.2 | 4.2 | 12745.14 | 7.49 | 0 | 7.49 | 7.49 | 0 | 45.59 | NA | NA | NA | NA | NA | NA | NA | NA | N
Amazon Wind Farm US East (Desert Wind Power) | 1 | Wind | Wind | Operating | 208 | 208 | 12953.14 | 7.49 | 0 | 7.49 | 7.49 | 0 | 45.59 | 1707.3 | NA | NA | 5579 | 3.61 | NA | NA | NA | N
Bowling Green Wind | 1 | Wind | Wind | Operating | 0.9 | 0.9 | 12954.04 | 7.49 | 0 | 7.49 | 7.49 | 0 | 45.59 | NA | NA | NA | NA | NA | NA | NA | NA | N
Bowling Green Wind | 2 | Wind | Wind | Operating | 0.9 | 0.9 | 12954.94 | 7.49 | 0 | 7.49 | 7.49 | 0 | 45.59 | NA | NA | NA | NA | NA | NA | NA | NA | N
Bowling Green Wind | 3 | Wind | Wind | Operating | 0.9 | 0.9 | 12955.84 | 7.49 | 0 | 7.49 | 7.49 | 0 | 45.59 | NA | NA | NA | NA | NA | NA | NA | NA | N
Bowling Green Wind | 4 | Wind | Wind | Operating | 0.9 | 0.9 | 12956.74 | 7.49 | 0 | 7.49 | 7.49 | 0 | 45.59 | NA | NA | NA | NA | NA | NA | NA | NA | N
Euclid Farm, Stamco N-54 | N-54 | Wind | Wind | Operating | 1 | 1 | 12957.74 | 7.49 | 0 | 7.49 | 7.49 | 0 | 45.59 | NA | NA | NA | NA | NA | NA | NA | NA | N
Jersey-Atlantic Wind Farm | 1 | Wind | Wind | Operating | 7.5 | 7.5 | 12965.24 | 7.49 | 0 | 7.49 | 7.49 | 0 | 45.59 | NA | NA | NA | NA | NA | NA | NA | NA | N
Lincoln Wind Farm | WTG1 | Wind | Wind | Operating | 2.5 | 2.5 | 12967.74 | 7.49 | 0 | 7.49 | 7.49 | 0 | 45.59 | NA | NA | NA | NA | NA | NA | NA | NA | N
Mill Run Wind Farm | g1 | Wind | Wind | Operating | 15 | 15 | 12982.74 | 7.49 | 0 | 7.49 | 7.49 | 0 | 45.59 | NA | NA | NA | NA | NA | NA | NA | NA | N
Oak Street Sewage Wind Plant | WT1 | Wind | Wind | Operating | 1.5 | 1.5 | 12984.24 | 7.49 | 0 | 7.49 | 7.49 | 0 | 45.59 | NA | NA | NA | NA | NA | NA | NA | NA | N
Randolph Eastern School Wind Plant | 1 | Wind | Wind | Operating | 1 | 1 | 12985.24 | 7.49 | 0 | 7.49 | 7.49 | 0 | 45.59 | NA | NA | NA | NA | NA | NA | NA | NA | N
Somerset Wind Project | EW | Wind | Wind | Operating | 9 | 9 | 12994.24 | 7.49 | 0 | 7.49 | 7.49 | 0 | 45.59 | NA | NA | NA | NA | NA | NA | NA | NA | N
Turkey Point Wind Project (Frey Farm Wind) | 1 | Wind | Wind | Operating | 3.2 | 3.2 | 12997.44 | 7.49 | 0 | 7.49 | 7.49 | 0 | 45.59 | NA | NA | NA | NA | NA | NA | NA | NA | N
Union City Wind Turbine Project | 1 | Wind | Wind | Operating | 1 | 1 | 12998.44 | 7.49 | 0 | 7.49 | 7.49 | 0 | 45.59 | NA | NA | NA | NA | NA | NA | NA | NA | N
University of Delaware Wind Facility | FSMW | Wind | Wind | Operating | 2 | 2 | 13000.44 | 7.49 | 0 | 7.49 | 7.49 | 0 | 45.59 | NA | NA | NA | NA | NA | NA | NA | NA | N
Bay Shore | 1 | Coal | Steam Turbine | Operating | 136 | 136 | 13136.44 | 7.84 | 4.17 | 3.67 | 3.67 | 0 | 16.6 | 10.18 | 12519 | 12056328 | 963055 | 80.62 | 0.0567 | 0.3274 | 210.9 | N
Susquehanna Resource Management Complex (Harrisburg Facility Cogen) | GEN3 | Biomass | Steam Turbine | Operating | 21.8 | 21.8 | 13158.24 | 8.19 | 0 | 8.19 | 8.19 | 0 | 24.12 | NA | 6029 | NA | NA | NA | 0.169 | 0.029 | 118.18 | Y
Lake Lynn Power Station | 1 | Water | Hydro | Operating | 13 | 13 | 13171.24 | 8.49 | 0 | 8.49 | 8.49 | 0 | 13.12 | NA | NA | NA | NA | NA | NA | NA | NA | N
Lake Lynn Power Station | 2 | Water | Hydro | Operating | 13 | 13 | 13184.24 | 8.49 | 0 | 8.49 | 8.49 | 0 | 13.12 | NA | NA | NA | NA | NA | NA | NA | NA | N
Lake Lynn Power Station | 3 | Water | Hydro | Operating | 13 | 13 | 13197.24 | 8.49 | 0 | 8.49 | 8.49 | 0 | 13.12 | NA | NA | NA | NA | NA | NA | NA | NA | N
Lake Lynn Power Station | 4 | Water | Hydro | Operating | 13 | 13 | 13210.24 | 8.49 | 0 | 8.49 | 8.49 | 0 | 13.12 | NA | NA | NA | NA | NA | NA | NA | NA | N
UMCP CHP ST | 3 | Natural Gas | Steam Turbine | Operating | 5.1 | 5.1 | 13215.34 | 8.81 | 5.87 | 2.93 | 2.93 | 0 | 11.17 | NA | 3000 | NA | NA | NA | 0.153 | 0.029 | 120.44 | Y
Surry | 1 | Uranium | Nuclear | Operating | 875 | 875 | 14090.34 | 9.17 | 6.94 | 2.24 | 2.24 | 0 | 74.66 | 18.36 | 10400 | NA | 7111164 | 92.52 | NA | NA | NA | N
Surry | 2 | Uranium | Nuclear | Operating | 875 | 875 | 14965.34 | 9.17 | 6.94 | 2.24 | 2.24 | 0 | 74.66 | 17.88 | 10400 | NA | 7499354 | 97.57 | NA | NA | NA | N
Juniata Locomotive Shop | GEN1 | Coal | Steam Turbine | Operating | 2 | 2 | 14967.34 | 9.18 | 6.6 | 2.58 | 2.58 | 0 | 27.31 | NA | 3000 | NA | NA | NA | 0.199 | 0.48 | 205.84 | Y
North Anna | 1 | Uranium | Nuclear | Operating | 982 | 982 | 15949.34 | 9.21 | 6.71 | 2.51 | 2.51 | 0 | 77.49 | 19.19 | 10400 | NA | 7629403 | 88.45 | NA | NA | NA | N
North Anna | 2 | Uranium | Nuclear | Operating | 976 | 976 | 16925.34 | 9.21 | 6.71 | 2.51 | 2.51 | 0 | 77.49 | 19.31 | 10400 | NA | 7491974 | 87.39 | NA | NA | NA | N
Mehoopany CT | GEN3 | Natural Gas | Combustion Turbine | Operating | 64 | 64 | 16989.34 | 9.71 | 8.27 | 1.44 | 1.44 | 0 | 3.88 | NA | 4909 | NA | NA | NA | 0.0075 | 0.002 | 119.31 | Y
Cushaw | 1 | Water | Hydro | Operating | 0.4 | 0.4 | 16989.74 | 9.87 | 0 | 9.87 | 9.87 | 0 | 109.34 | 38.65 | NA | NA | 1520 | 43.25 | NA | NA | NA | N
Cushaw | 2 | Water | Hydro | Operating | 0.4 | 0.4 | 16990.14 | 9.87 | 0 | 9.87 | 9.87 | 0 | 109.34 | 38.65 | NA | NA | 1520 | 43.25 | NA | NA | NA | N
Cushaw | 3 | Water | Hydro | Operating | 0.4 | 0.4 | 16990.54 | 9.87 | 0 | 9.87 | 9.87 | 0 | 109.34 | 38.65 | NA | NA | 1520 | 43.25 | NA | NA | NA | N
Cushaw | 4 | Water | Hydro | Operating | 0.4 | 0.4 | 16990.94 | 9.87 | 0 | 9.87 | 9.87 | 0 | 109.34 | 38.65 | NA | NA | 1520 | 43.25 | NA | NA | NA | N
Cushaw | 5 | Water | Hydro | Operating | 0.4 | 0.4 | 16991.34 | 9.87 | 0 | 9.87 | 9.87 | 0 | 109.34 | 38.65 | NA | NA | 1520 | 43.25 | NA | NA | NA | N
Quad Cities | 1 | Uranium | Nuclear | Operating | 681 | 681 | 17672.34 | 10 | 6.61 | 3.39 | 3.39 | 0 | 116.68 | 23.08 | 10400 | NA | 6078140 | 101.61 | NA | NA | NA | N
Quad Cities | 2 | Uranium | Nuclear | Operating | 683.25 | 683.25 | 18355.59 | 10 | 6.61 | 3.39 | 3.39 | 0 | 116.68 | 24.08 | 10400 | NA | 5663182 | 94.36 | NA | NA | NA | N
York County Resource Recovery Center | GEN1 | Biomass | Steam Turbine | Operating | 29.5 | 29.5 | 18385.09 | 10.36 | 0 | 10.36 | 10.36 | 0 | 44.42 | NA | 20092 | NA | NA | NA | 0.169 | 0.029 | 118.18 | N
Piney | 1 | Water | Hydro | Operating | 11.8 | 11.8 | 18396.89 | 10.42 | 0 | 10.42 | 10.42 | 0 | 17.15 | NA | NA | NA | NA | NA | NA | NA | NA | N
Piney | 2 | Water | Hydro | Operating | 11.8 | 11.8 | 18408.69 | 10.42 | 0 | 10.42 | 10.42 | 0 | 17.15 | NA | NA | NA | NA | NA | NA | NA | NA | N
Piney | 3 | Water | Hydro | Operating | 9.6 | 9.6 | 18418.29 | 10.42 | 0 | 10.42 | 10.42 | 0 | 17.15 | NA | NA | NA | NA | NA | NA | NA | NA | N
Hopewell Mill (Cogen) | GEN1 | Biomass | Steam Turbine | Operating | 40.7 | 40.7 | 18458.99 | 10.55 | 0 | 10.55 | 10.55 | 0 | 43.49 | NA | 4694 | NA | NA | NA | 0.371 | 0.029 | 120.44 | Y
Braidwood Generating Station | 1 | Uranium | Nuclear | Operating | 1208 | 1208 | 19666.99 | 10.6 | 7.54 | 3.06 | 3.06 | 0 | 101.79 | 23.37 | 10400 | NA | 9622742 | 90.69 | NA | NA | NA | N
Braidwood Generating Station | 2 | Uranium | Nuclear | Operating | 1176 | 1176 | 20842.99 | 10.6 | 7.54 | 3.06 | 3.06 | 0 | 101.79 | 22.3 | 10400 | NA | 10226527 | 99 | NA | NA | NA | N
Laurel | 1 | Water | Hydro | Operating | 61 | 61 | 20903.99 | 10.6 | 0 | 10.6 | 10.6 | 0 | 8.85 | NA | NA | NA | NA | NA | NA | NA | NA | N
Byron Generating Station | 1 | Uranium | Nuclear | Operating | 1188 | 1188 | 22091.99 | 10.62 | 7.54 | 3.08 | 3.08 | 0 | 102.9 | 22.42 | 10400 | NA | 10356724 | 99.25 | NA | NA | NA | N
Byron Generating Station | 2 | Uranium | Nuclear | Operating | 1158 | 1158 | 23249.99 | 10.62 | 7.54 | 3.08 | 3.08 | 0 | 102.9 | 23.51 | 10400 | NA | 9243524 | 90.87 | NA | NA | NA | N
Peach Bottom | 2 | Uranium | Nuclear | Operating | 1296 | 1296 | 24545.99 | 10.65 | 7.54 | 3.11 | 3.11 | 0 | 105.28 | 23.68 | 10400 | NA | 10473991 | 92.01 | NA | NA | NA | N
Peach Bottom | 3 | Uranium | Nuclear | Operating | 1288 | 1288 | 25833.99 | 10.65 | 7.54 | 3.11 | 3.11 | 0 | 105.28 | 22.54 | 10400 | NA | 11401444 | 100.77 | NA | NA | NA | N
Limerick | 1 | Uranium | Nuclear | Operating | 1191 | 1191 | 27024.99 | 10.68 | 7.54 | 3.14 | 3.14 | 0 | 102.06 | 23.79 | 10400 | NA | 9268569 | 88.59 | NA | NA | NA | N
Limerick | 2 | Uranium | Nuclear | Operating | 1195 | 1195 | 28219.99 | 10.68 | 7.54 | 3.14 | 3.14 | 0 | 102.06 | 22.72 | 10400 | NA | 10126806 | 96.47 | NA | NA | NA | N
LaSalle County Generating Station | 1 | Uranium | Nuclear | Operating | 1152 | 1152 | 29371.99 | 10.71 | 7.54 | 3.17 | 3.17 | 0 | 102.96 | 23.78 | 10400 | NA | 9072600 | 89.66 | NA | NA | NA | N
LaSalle County Generating Station | 2 | Uranium | Nuclear | Operating | 1161 | 1161 | 30532.99 | 10.71 | 7.54 | 3.17 | 3.17 | 0 | 102.96 | 23.03 | 10400 | NA | 9704753 | 95.16 | NA | NA | NA | N
Dresden | 2 | Uranium | Nuclear | Operating | 902 | 902 | 31434.99 | 10.82 | 7.54 | 3.28 | 3.28 | 0 | 112.12 | 23.38 | 10400 | NA | 8047754 | 101.57 | NA | NA | NA | N
Dresden | 3 | Uranium | Nuclear | Operating | 903 | 903 | 32337.99 | 10.82 | 7.54 | 3.28 | 3.28 | 0 | 112.12 | 24.5 | 10400 | NA | 7396139 | 93.24 | NA | NA | NA | N
Calvert Cliffs | 1 | Uranium | Nuclear | Operating | 890 | 890 | 33227.99 | 10.84 | 7.54 | 3.3 | 3.3 | 0 | 110.11 | 24.47 | 10400 | NA | 7186439 | 91.92 | NA | NA | NA | N
Calvert Cliffs | 2 | Uranium | Nuclear | Operating | 878 | 878 | 34105.99 | 10.84 | 7.54 | 3.3 | 3.3 | 0 | 110.11 | 23.6 | 10400 | NA | 7573738 | 98.2 | NA | NA | NA | N
Beaver Valley | 1 | Uranium | Nuclear | Operating | 939 | 939 | 35044.99 | 10.87 | 7.54 | 3.33 | 3.33 | 0 | 108.43 | 24.72 | 10400 | NA | 7351137 | 89.12 | NA | NA | NA | N
Beaver Valley | 2 | Uranium | Nuclear | Operating | 933 | 933 | 35977.99 | 10.87 | 7.54 | 3.33 | 3.33 | 0 | 108.43 | 23.73 | 10400 | NA | 7868437 | 96.01 | NA | NA | NA | N
Perry | 1 | Uranium | Nuclear | Operating | 1268 | 1268 | 37245.99 | 10.88 | 7.54 | 3.34 | 3.34 | 0 | 109.67 | 24.22 | 10400 | NA | 10423250 | 93.58 | NA | NA | NA | N
West Point Facility | COG3 | Natural Gas | Combustion Turbine | Operating | 40 | 40 | 37285.99 | 10.91 | 9.47 | 1.44 | 1.44 | 0 | 4.35 | NA | 4841 | NA | NA | NA | 0.0264 | 0.002 | 119.31 | Y
Hope Creek | 1 | Uranium | Nuclear | Operating | 1172 | 1172 | 38457.99 | 10.95 | 7.54 | 3.4 | 3.4 | 0 | 111.6 | 24.56 | 10400 | NA | 9603443 | 93.28 | NA | NA | NA | N
Susquehanna Nuclear | 1 | Uranium | Nuclear | Operating | 1310 | 1310 | 39767.99 | 10.95 | 7.54 | 3.41 | 3.41 | 0 | 100.84 | 26.09 | 10400 | NA | 8724976 | 75.82 | NA | NA | NA | N
Susquehanna Nuclear | 2 | Uranium | Nuclear | Operating | 1310 | 1310 | 41077.99 | 10.95 | 7.54 | 3.41 | 3.41 | 0 | 100.84 | 23.39 | 10400 | NA | 10625999 | 92.34 | NA | NA | NA | N
Wm F Matson Generating Station | 1 | Water | Hydro | Operating | 7 | 7 | 41084.99 | 10.98 | 0 | 10.98 | 10.98 | 0 | 11.29 | NA | NA | NA | NA | NA | NA | NA | NA | N
Wm F Matson Generating Station | 2 | Water | Hydro | Operating | 14.7 | 14.7 | 41099.69 | 10.98 | 0 | 10.98 | 10.98 | 0 | 11.29 | NA | NA | NA | NA | NA | NA | NA | NA | N
Mehoopany | GEN2 | Natural Gas | Steam Turbine | Operating | 1.6 | 1.6 | 41101.29 | 11.19 | 8.26 | 2.93 | 2.93 | 0 | 11.17 | NA | 4901 | NA | NA | NA | 0.153 | 0.029 | 120.44 | Y
Franklin Fine Paper | GEN9 | Biomass | Steam Turbine | Operating | 36.1 | 36.1 | 41137.39 | 11.31 | 1.31 | 9.99 | 9.99 | 0 | 45.43 | 18.05 | 4656 | 1132107 | 243173 | 76.69 | 0.371 | 0.029 | 120.44 | Y
Three Mile Island | 1 | Uranium | Nuclear | Operating | 829 | 829 | 41966.39 | 11.35 | 7.54 | 3.81 | 3.81 | 0 | 130.33 | 26.61 | 10400 | NA | 7082652 | 97.26 | NA | NA | NA | N
Corn Products (IL) | TGO1 | Coal | Steam Turbine | Operating | 21.2 | 21.2 | 41987.59 | 11.36 | 8.79 | 2.58 | 2.58 | 0 | 27.31 | NA | 5945 | NA | NA | NA | 0.0999 | 0.48 | 205.84 | Y
Corn Products (IL) | TGO2 | Coal | Steam Turbine | Operating | 21.2 | 21.2 | 42008.79 | 11.36 | 8.79 | 2.58 | 2.58 | 0 | 27.31 | NA | 5945 | NA | NA | NA | 0.0473 | 0.48 | 205.84 | Y
Salem | 1 | Uranium | Nuclear | Operating | 1170.2 | 1170.2 | 43178.99 | 11.36 | 7.54 | 3.81 | 3.81 | 0 | 102.79 | 28.54 | 10400 | NA | 6997238 | 68.07 | NA | NA | NA | N
Salem | 2 | Uranium | Nuclear | Operating | 1158 | 1158 | 44336.99 | 11.36 | 7.54 | 3.81 | 3.81 | 0 | 102.79 | 25.04 | 10400 | NA | 8699415 | 85.52 | NA | NA | NA | N
West Point Facility | GEN2 | Natural Gas | Combustion Turbine | Operating | 26 | 26 | 44362.99 | 11.51 | 10.07 | 1.44 | 1.44 | 0 | 4.35 | NA | 5147 | NA | NA | NA | 0.0821 | 0.002 | 119.31 | Y
Mehoopany CT | GEN1 | Natural Gas | Combustion Turbine | Operating | 59 | 59 | 44421.99 | 11.57 | 10.13 | 1.44 | 1.44 | 0 | 3.88 | NA | 6010 | NA | NA | NA | 0.1405 | 0.002 | 119.31 | Y
Camden Resource Recovery Facility | TGA | Biomass | Steam Turbine | Operating | 16.5 | 16.5 | 44438.49 | 11.65 | 0 | 11.65 | 11.65 | 0 | 37.74 | NA | 21378 | NA | NA | NA | 0.169 | 0.029 | 118.18 | N
Camden Resource Recovery Facility | TGB | Biomass | Steam Turbine | Operating | 16.5 | 16.5 | 44454.99 | 11.65 | 0 | 11.65 | 11.65 | 0 | 37.74 | NA | 21502 | NA | NA | NA | 0.169 | 0.029 | 118.18 | N
Grays Ferry Cogeneration | GEN1 | Natural Gas | Combined Cycle | Operating | 57 | 57 | 44511.99 | 11.8 | 10.34 | 1.46 | 1.46 | 0 | 17.15 | NA | 5282 | NA | NA | NA | 0.0304 | 0.0006 | 118.8578 | Y
Grays Ferry Cogeneration | GEN2 | Natural Gas | Combined Cycle | Operating | 113 | 113 | 44624.99 | 11.8 | 10.34 | 1.46 | 1.46 | 0 | 17.15 | NA | 5282 | NA | NA | NA | 0.0304 | 0.0006 | 118.8578 | Y
Donald C. Cook | 1 | Uranium | Nuclear | Operating | 1084 | 1084 | 45708.99 | 11.81 | 8.53 | 3.28 | 3.28 | 0 | 92.07 | 23.82 | 10400 | NA | 8311745 | 87.29 | NA | NA | NA | N
Donald C. Cook | 2 | Uranium | Nuclear | Operating | 1107 | 1107 | 46815.99 | 11.81 | 8.53 | 3.28 | 3.28 | 0 | 92.07 | 26.27 | 10400 | NA | 7048018 | 72.48 | NA | NA | NA | N
Davis-Besse | 1 | Uranium | Nuclear | Operating | 908 | 908 | 47723.99 | 11.88 | 7.54 | 4.34 | 4.34 | 0 | 122.26 | 29.24 | 10400 | NA | 6394136 | 80.17 | NA | NA | NA | N
Baltimore | GEN4 | Natural Gas | Steam Turbine | Operating | 10 | 10 | 47733.99 | 11.95 | 9.02 | 2.93 | 2.93 | 0 | 11.17 | NA | 4607 | NA | NA | NA | 0.153 | 0.029 | 120.44 | Y
Aventis Pharmaceuticals | 2 | Natural Gas | Combustion Turbine | Operating | 4.1 | 4.1 | 47738.09 | 12.05 | 10.61 | 1.44 | 1.44 | 0 | 13 | NA | 4696 | NA | NA | NA | 0.059 | 0.002 | 119.31 | Y
Beaver Valley Patterson Dam | GEN1 | Water | Hydro | Operating | 0.4 | 0.4 | 47738.49 | 12.24 | 0 | 12.24 | 12.24 | 0 | 110.78 | NA | NA | NA | NA | NA | NA | NA | NA | N
Beaver Valley Patterson Dam | GEN2 | Water | Hydro | Operating | 0.4 | 0.4 | 47738.89 | 12.24 | 0 | 12.24 | 12.24 | 0 | 110.78 | NA | NA | NA | NA | NA | NA | NA | NA | N
Beaver Valley Patterson Dam | GEN3 | Water | Hydro | Operating | 0.4 | 0.4 | 47739.29 | 12.24 | 0 | 12.24 | 12.24 | 0 | 110.78 | NA | NA | NA | NA | NA | NA | NA | NA | N
Patriot Power Generation Plant (Moxie Patriot) | GEN1-CT1 | Natural Gas | Combined Cycle | Operating | 274 | 274 | 48013.29 | 12.34 | 11.36 | 0.98 | 0.98 | 0 | 16.81 | 17.09 | 6743 | 9649398 | 969272 | 80.11 | 0.0068 | 0.0006 | 118.8577 | N
Patriot Power Generation Plant (Moxie Patriot) | GEN1-ST1 | Natural Gas | Combined Cycle | Operating | 140.5 | 140.5 | 48153.79 | 12.34 | 11.36 | 0.98 | 0.98 | 0 | 16.81 | 17.09 | 6743 | 287796 | 497101 | 80.12 | 0.0069 | 0.0006 | 118.8572 | N
Patriot Power Generation Plant (Moxie Patriot) | GEN2-CT2 | Natural Gas | Combined Cycle | Operating | 274 | 274 | 48427.79 | 12.34 | 11.36 | 0.98 | 0.98 | 0 | 16.81 | 17.06 | 6743 | 9560972 | 975744 | 80.64 | 0.007 | 0.0006 | 118.8567 | N
Patriot Power Generation Plant (Moxie Patriot) | GEN2-ST2 | Natural Gas | Combined Cycle | Operating | 140.5 | 140.5 | 48568.29 | 12.34 | 11.36 | 0.98 | 0.98 | 0 | 16.81 | 17.06 | 6743 | 343309 | 500420 | 80.65 | 0.0069 | 0.0006 | 118.8572 | N
Oyster Creek | 1 | Uranium | Nuclear | Operating | 637 | 637 | 49205.29 | 12.57 | 7.54 | 5.03 | 5.03 | 0 | 144.84 | 32.69 | 10400 | NA | 4585091 | 81.94 | NA | NA | NA | N
Bristol-Myers Squibb Company | GEN1 | Natural Gas | Combustion Turbine | Operating | 10.5 | 10.5 | 49215.79 | 12.58 | 11.14 | 1.44 | 1.44 | 0 | 9.95 | NA | 4931 | NA | NA | NA | 0.059 | 0.002 | 119.31 | Y
Yough Hydro Power | GEN1 | Water | Hydro | Operating | 5 | 5 | 49220.79 | 12.65 | 0 | 12.65 | 12.65 | 0 | 14.76 | NA | NA | NA | NA | NA | NA | NA | NA | N
Yough Hydro Power | GEN2 | Water | Hydro | Operating | 5 | 5 | 49225.79 | 12.65 | 0 | 12.65 | 12.65 | 0 | 14.76 | NA | NA | NA | NA | NA | NA | NA | NA | N
Hunterstown CC | 101 | Natural Gas | Combined Cycle | Operating | 165 | 165 | 49390.79 | 12.74 | 11.92 | 0.82 | 0.82 | 0 | 9.71 | 14.31 | 7074 | 10534986 | 1017018 | 70.17 | 0.0031 | 0.0006 | 118.8579 | N
Hunterstown CC | 201 | Natural Gas | Combined Cycle | Operating | 165 | 165 | 49555.79 | 12.74 | 11.92 | 0.82 | 0.82 | 0 | 9.71 | 14.37 | 7074 | 10591941 | 983123 | 67.83 | 0.0031 | 0.0006 | 118.8564 | N
Hunterstown CC | 301 | Natural Gas | Combined Cycle | Operating | 165 | 165 | 49720.79 | 12.74 | 11.92 | 0.82 | 0.82 | 0 | 9.71 | 14.38 | 7074 | 10520764 | 977930 | 67.47 | 0.007 | 0.0006 | 118.8569 | N
Hunterstown CC | 401 | Natural Gas | Combined Cycle | Operating | 315 | 315 | 50035.79 | 12.74 | 11.92 | 0.82 | 0.82 | 0 | 9.71 | 14.65 | 7074 | 734265 | 1599391 | 57.8 | 0.0044 | 0.0006 | 118.8571 | N
Hoffmann LaRoche Inc. | TG01 | Natural Gas | Combustion Turbine | Operating | 5.3 | 5.3 | 50041.09 | 12.87 | 11.43 | 1.44 | 1.44 | 0 | 6.35 | NA | 4751 | NA | NA | NA | 0.059 | 0.002 | 119.31 | Y
Hoffmann LaRoche Inc. | TG03 | Natural Gas | Combustion Turbine | Operating | 5.3 | 5.3 | 50046.39 | 12.87 | 11.43 | 1.44 | 1.44 | 0 | 6.35 | NA | 4751 | NA | NA | NA | 0.059 | 0.002 | 119.31 | Y
Panda Liberty Generating Station (Moxie Liberty) | GEN1-CT1 | Natural Gas | Combined Cycle | Operating | 274 | 274 | 50320.39 | 12.98 | 11.78 | 1.2 | 1.2 | 0 | 26.37 | 20.64 | 6987 | 6777449 | 942734 | 155.83 | 0.0071 | 0.0006 | 118.8575 | N
Panda Liberty Generating Station (Moxie Liberty) | GEN1-ST1 | Natural Gas | Combined Cycle | Operating | 194 | 194 | 50514.39 | 12.98 | 11.78 | 1.2 | 1.2 | 0 | 26.37 | 20.64 | 6987 | 4798634 | 667481 | 155.83 | 0.0071 | 0.0006 | 118.8575 | N
Panda Liberty Generating Station (Moxie Liberty) | GEN2-CT2 | Natural Gas | Combined Cycle | Operating | 274 | 274 | 50788.39 | 12.98 | 11.78 | 1.2 | 1.2 | 0 | 26.37 | 25.1 | 6987 | 3973329 | 595882 | 98.49 | 0.0069 | 0.0006 | 118.8575 | N
Panda Liberty Generating Station (Moxie Liberty) | GEN2-ST2 | Natural Gas | Combined Cycle | Operating | 194 | 194 | 50982.39 | 12.98 | 11.78 | 1.2 | 1.2 | 0 | 26.37 | 25.1 | 6987 | 2813232 | 421904 | 98.49 | 0.0071 | 0.0006 | 118.8575 | N
Allegheny Energy 3, 4 and 5 (Springdale) | UNT3 | Natural Gas | Combined Cycle | Operating | 184 | 184 | 51166.39 | 12.99 | 12.26 | 0.72 | 0.72 | 0 | 10.3 | 14.41 | 7201 | 14262726 | 1334249 | 82.55 | 0.0081 | 0.0006 | 118.8574 | N
Allegheny Energy 3, 4 and 5 (Springdale) | UNT4 | Natural Gas | Combined Cycle | Operating | 184 | 184 | 51350.39 | 12.99 | 12.26 | 0.72 | 0.72 | 0 | 10.3 | 14.42 | 7201 | 12982601 | 1326647 | 82.08 | 0.0081 | 0.0006 | 118.8572 | N
Allegheny Energy 3, 4 and 5 (Springdale) | UNT5 | Natural Gas | Combined Cycle | Operating | 182 | 182 | 51532.39 | 12.99 | 12.26 | 0.72 | 0.72 | 0 | 10.3 | 14.41 | 7201 | 1394509 | 1316305 | 82.34 | 0.0081 | 0.0006 | 118.8573 | N
Delaware City | G3 | Other Fuel | Steam Turbine | Operating | 66 | 66 | 51598.39 | 13.01 | 3.02 | 9.98 | 9.98 | 0 | 21.89 | 67.65 | 5774 | 152687 | 26442 | 4.56 | 0.0561 | 0.0066 | 121.2823 | Y
Delaware City | G1 | Other Fuel | Steam Turbine | Operating | 29.5 | 29.5 | 51627.89 | 13.05 | 3.07 | 9.98 | 9.98 | 0 | 21.89 | 17.38 | 5863 | 874821 | 149215 | 57.58 | 0.0561 | 0.0066 | 121.2823 | Y
Delaware City | G2 | Other Fuel | Steam Turbine | Operating | 29.5 | 29.5 | 51657.39 | 13.05 | 3.07 | 9.98 | 9.98 | 0 | 21.89 | 17.81 | 5866 | 796923 | 135863 | 52.43 | 0.0561 | 0.0066 | 121.2823 | Y
Alexandria/Arlington RRF | GEN1 | Biomass | Steam Turbine | Operating | 14.5 | 14.5 | 51671.89 | 13.06 | 0 | 13.06 | 13.06 | 0 | 46.57 | NA | 20908 | NA | NA | NA | 0.169 | 0.029 | 118.18 | N
Alexandria/Arlington RRF | GEN2 | Biomass | Steam Turbine | Operating | 14.5 | 14.5 | 51686.39 | 13.06 | 0 | 13.06 | 13.06 | 0 | 46.57 | NA | 21197 | NA | NA | NA | 0.169 | 0.029 | 118.18 | N
Delaware City | G4 | Other Fuel | Steam Turbine | Operating | 10 | 10 | 51696.39 | 13.06 | 3.08 | 9.98 | 9.98 | 0 | 21.89 | 16.32 | 5874 | 394839 | 67213 | 76.52 | 0.0561 | 0.0066 | 121.2823 | Y
Fayette Energy Facility | CTG1 | Natural Gas | Combined Cycle | Operating | 207 | 207 | 51903.39 | 13.1 | 12.34 | 0.76 | 0.76 | 0 | 9.84 | 14.72 | 7244 | 13490013 | 1254200 | 68.98 | 0.0071 | 0.0006 | 118.8566 | N
Fayette Energy Facility | CTG2 | Natural Gas | Combined Cycle | Operating | 207 | 207 | 52110.39 | 13.1 | 12.34 | 0.76 | 0.76 | 0 | 9.84 | 14.67 | 7244 | 13556616 | 1292764 | 71.1 | 0.0071 | 0.0006 | 118.8577 | N
Fayette Energy Facility | STG1 | Natural Gas | Combined Cycle | Operating | 315 | 315 | 52425.39 | 13.1 | 12.34 | 0.76 | 0.76 | 0 | 9.84 | 14.6 | 7244 | 6325433 | 2059914 | 74.45 | 0.0071 | 0.0006 | 118.8572 | N
Ivorydale | GEN1 | Coal | Steam Turbine | Operating | 11.8 | 11.8 | 52437.19 | 13.17 | 10.59 | 2.58 | 2.58 | 0 | 27.31 | NA | 4869 | NA | NA | NA | 0.1003 | 0.48 | 205.84 | Y
Fries Hydroelectric Project | GEN1 | Water | Hydro | Operating | 2 | 2 | 52439.19 | 13.31 | 0 | 13.31 | 13.31 | 0 | 70.68 | NA | NA | NA | NA | NA | NA | NA | NA | N
Fries Hydroelectric Project | GEN2 | Water | Hydro | Operating | 0.7 | 0.7 | 52439.89 | 13.31 | 0 | 13.31 | 13.31 | 0 | 70.68 | NA | NA | NA | NA | NA | NA | NA | NA | N
Fries Hydroelectric Project | GEN3 | Water | Hydro | Operating | 0.2 | 0.2 | 52440.09 | 13.31 | 0 | 13.31 | 13.31 | 0 | 70.68 | NA | NA | NA | NA | NA | NA | NA | NA | N
Fries Hydroelectric Project | GEN4 | Water | Hydro | Operating | 2 | 2 | 52442.09 | 13.31 | 0 | 13.31 | 13.31 | 0 | 70.68 | NA | NA | NA | NA | NA | NA | NA | NA | N
Conemaugh Hydroelectric | GEN1 | Water | Hydro | Operating | 7.5 | 7.5 | 52449.59 | 13.56 | 0 | 13.56 | 13.56 | 0 | 13.2 | NA | NA | NA | NA | NA | NA | NA | NA | N
Conemaugh Hydroelectric | GEN2 | Water | Hydro | Operating | 7.5 | 7.5 | 52457.09 | 13.56 | 0 | 13.56 | 13.56 | 0 | 13.2 | NA | NA | NA | NA | NA | NA | NA | NA | N
Dresden Energy Facility | 1 | Natural Gas | Combined Cycle | Operating | 183.3 | 183.3 | 52640.39 | 13.7 | 11.9 | 1.8 | 1.8 | 0 | 10.77 | 15.27 | 6852 | 13661737 | 1257154 | 78.08 | 0.0111 | 0.0006 | 118.8572 | N
Dresden Energy Facility | 2 | Natural Gas | Combined Cycle | Operating | 183.3 | 183.3 | 52823.69 | 13.7 | 11.9 | 1.8 | 1.8 | 0 | 10.77 | 15.3 | 6852 | 13447177 | 1238121 | 76.9 | 0.0115 | 0.0006 | 118.8575 | N
Dresden Energy Facility | 3 | Natural Gas | Combined Cycle | Operating | 258.4 | 258.4 | 53082.09 | 13.7 | 11.9 | 1.8 | 1.8 | 0 | 10.77 | 15.61 | 6852 | 0 | 1461198 | 64.38 | 0.0113 | 0.0006 | 118.8573 | N
CSL Behring LLC | GEN1 | Natural Gas | Combustion Turbine | Operating | 5.3 | 5.3 | 53087.39 | 13.77 | 12.24 | 1.53 | 1.53 | 0 | 13.98 | NA | 4563 | NA | NA | NA | 0.059 | 0.002 | 119.31 | Y
Berrien Springs | 10 | Water | Hydro | Operating | 0.6 | 0.6 | 53087.99 | 13.79 | 0 | 13.79 | 13.79 | 0 | 38.82 | 21.54 | NA | NA | 3006 | 57.04 | NA | NA | NA | N
Berrien Springs | 11 | Water | Hydro | Operating | 0.6 | 0.6 | 53088.59 | 13.79 | 0 | 13.79 | 13.79 | 0 | 38.82 | 21.54 | NA | NA | 3006 | 57.04 | NA | NA | NA | N
Berrien Springs | 12 | Water | Hydro | Operating | 0.6 | 0.6 | 53089.19 | 13.79 | 0 | 13.79 | 13.79 | 0 | 38.82 | 21.54 | NA | NA | 3006 | 57.04 | NA | NA | NA | N
Berrien Springs | 1A | Water | Hydro | Operating | 0.6 | 0.6 | 53089.79 | 13.79 | 0 | 13.79 | 13.79 | 0 | 38.82 | 21.54 | NA | NA | 3006 | 57.04 | NA | NA | NA | N
Berrien Springs | 2A | Water | Hydro | Operating | 0.6 | 0.6 | 53090.39 | 13.79 | 0 | 13.79 | 13.79 | 0 | 38.82 | 21.54 | NA | NA | 3006 | 57.04 | NA | NA | NA | N
Berrien Springs | 3A | Water | Hydro | Operating | 0.6 | 0.6 | 53090.99 | 13.79 | 0 | 13.79 | 13.79 | 0 | 38.82 | 21.54 | NA | NA | 3006 | 57.04 | NA | NA | NA | N
Berrien Springs | 4A | Water | Hydro | Operating | 0.6 | 0.6 | 53091.59 | 13.79 | 0 | 13.79 | 13.79 | 0 | 38.82 | 21.54 | NA | NA | 3006 | 57.04 | NA | NA | NA | N
Berrien Springs | 5 | Water | Hydro | Operating | 0.6 | 0.6 | 53092.19 | 13.79 | 0 | 13.79 | 13.79 | 0 | 38.82 | 21.54 | NA | NA | 3006 | 57.04 | NA | NA | NA | N
Berrien Springs | 6 | Water | Hydro | Operating | 0.6 | 0.6 | 53092.79 | 13.79 | 0 | 13.79 | 13.79 | 0 | 38.82 | 21.54 | NA | NA | 3006 | 57.04 | NA | NA | NA | N
Berrien Springs | 7 | Water | Hydro | Operating | 0.6 | 0.6 | 53093.39 | 13.79 | 0 | 13.79 | 13.79 | 0 | 38.82 | 21.54 | NA | NA | 3006 | 57.04 | NA | NA | NA | N
Berrien Springs | 8 | Water | Hydro | Operating | 0.6 | 0.6 | 53093.99 | 13.79 | 0 | 13.79 | 13.79 | 0 | 38.82 | 21.54 | NA | NA | 3006 | 57.04 | NA | NA | NA | N
Berrien Springs | 9 | Water | Hydro | Operating | 0.6 | 0.6 | 53094.59 | 13.79 | 0 | 13.79 | 13.79 | 0 | 38.82 | 21.54 | NA | NA | 3006 | 57.04 | NA | NA | NA | N
Newport | 1 | Water | Hydro | Operating | 0.4 | 0.4 | 53094.99 | 14.03 | 0 | 14.03 | 14.03 | 0 | 110.78 | NA | NA | NA | NA | NA | NA | NA | NA | N
Newport | 2 | Water | Hydro | Operating | 0.5 | 0.5 | 53095.49 | 14.03 | 0 | 14.03 | 14.03 | 0 | 110.78 | NA | NA | NA | NA | NA | NA | NA | NA | N
Newport | 3 | Water | Hydro | Operating | 0.6 | 0.6 | 53096.09 | 14.03 | 0 | 14.03 | 14.03 | 0 | 110.78 | NA | NA | NA | NA | NA | NA | NA | NA | N
Merck Rahway | GEN9 | Natural Gas | Steam Turbine | Operating | 10.2 | 10.2 | 53106.29 | 14.08 | 11.15 | 2.93 | 2.93 | 0 | 11.17 | NA | 4633 | NA | NA | NA | 0.153 | 0.029 | 120.44 | Y
Juniata Locomotive Shop | GEN2 | Coal | Steam Turbine | Operating | 2 | 2 | 53108.29 | 14.09 | 11.52 | 2.58 | 2.58 | 0 | 27.31 | NA | 5233 | NA | NA | NA | 0.199 | 0.48 | 205.84 | Y
Merck Rahway | GEN8 | Natural Gas | Steam Turbine | Operating | 4.8 | 4.8 | 53113.09 | 14.09 | 11.15 | 2.93 | 2.93 | 0 | 11.17 | NA | 4633 | NA | NA | NA | 0.153 | 0.029 | 120.44 | Y
Allegheny 5 | GEN1 | Water | Hydro | Operating | 5 | 5 | 53118.09 | 14.22 | 0 | 14.22 | 14.22 | 0 | 16.99 | NA | NA | NA | NA | NA | NA | NA | NA | N
Allegheny 5 | GEN2 | Water | Hydro | Operating | 5 | 5 | 53123.09 | 14.22 | 0 | 14.22 | 14.22 | 0 | 16.99 | NA | NA | NA | NA | NA | NA | NA | NA | N
Allegheny 6 | GEN1 | Water | Hydro | Operating | 6 | 6 | 53129.09 | 14.29 | 0 | 14.29 | 14.29 | 0 | 15.23 | NA | NA | NA | NA | NA | NA | NA | NA | N
Allegheny 6 | GEN2 | Water | Hydro | Operating | 6 | 6 | 53135.09 | 14.29 | 0 | 14.29 | 14.29 | 0 | 15.23 | NA | NA | NA | NA | NA | NA | NA | NA | N
Ontelaunee Energy Center | CTG1 | Natural Gas | Combined Cycle | Operating | 218 | 218 | 53353.09 | 14.31 | 13.54 | 0.77 | 0.77 | 0 | 10.16 | 15.96 | 6918 | 14556052 | 1340103 | 69.98 | 0.0068 | 0.0006 | 118.8571 | N
Ontelaunee Energy Center | CTG2 | Natural Gas | Combined Cycle | Operating | 218 | 218 | 53571.09 | 14.31 | 13.54 | 0.77 | 0.77 | 0 | 10.16 | 15.97 | 6918 | 14334584 | 1335423 | 69.74 | 0.0072 | 0.0006 | 118.8573 | N
Ontelaunee Energy Center | STG | Natural Gas | Combined Cycle | Operating | 203 | 203 | 53774.09 | 14.31 | 13.54 | 0.77 | 0.77 | 0 | 10.16 | 15.69 | 6918 | 0 | 1500667 | 84.16 | 0.007 | 0.0006 | 118.8572 | N
Bristol-Myers Squibb Company ST | GEN2 | Natural Gas | Steam Turbine | Operating | 1 | 1 | 53775.09 | 14.42 | 11.49 | 2.93 | 2.93 | 0 | 11.17 | NA | 5083 | NA | NA | NA | 0.153 | 0.029 | 120.44 | Y
West Deptford | E101 | Natural Gas | Combined Cycle | Operating | 225.1 | 225.1 | 54000.19 | 14.45 | 13.82 | 0.62 | 0.62 | 0 | 8.66 | 15.72 | 7064 | 0 | 1538916 | 77.83 | 0.0061 | 0.0006 | 118.8568 | N
West Deptford | E102 | Natural Gas | Combined Cycle | Operating | 225.1 | 225.1 | 54225.29 | 14.45 | 13.82 | 0.62 | 0.62 | 0 | 8.66 | 15.75 | 7064 | 0 | 1495059 | 75.61 | 0.0061 | 0.0006 | 118.8568 | N
West Deptford | STG1 | Natural Gas | Combined Cycle | Operating | 304 | 304 | 54529.29 | 14.45 | 13.82 | 0.62 | 0.62 | 0 | 8.66 | 15.95 | 7064 | 0 | 1753137 | 65.65 | 0.0061 | 0.0006 | 118.8568 | N
Twin Branch | H1E | Water | Hydro | Operating | 0.6 | 0.6 | 54529.89 | 14.47 | 0 | 14.47 | 14.47 | 0 | 56.22 | 23.73 | NA | NA | 3646 | 69.17 | NA | NA | NA | N
Twin Branch | H1W | Water | Hydro | Operating | 0.6 | 0.6 | 54530.49 | 14.47 | 0 | 14.47 | 14.47 | 0 | 56.22 | 23.73 | NA | NA | 3646 | 69.17 | NA | NA | NA | N
Twin Branch | H2W | Water | Hydro | Operating | 0.6 | 0.6 | 54531.09 | 14.47 | 0 | 14.47 | 14.47 | 0 | 56.22 | 23.73 | NA | NA | 3646 | 69.17 | NA | NA | NA | N
Twin Branch | H3W | Water | Hydro | Operating | 0.6 | 0.6 | 54531.69 | 14.47 | 0 | 14.47 | 14.47 | 0 | 56.22 | 23.73 | NA | NA | 3646 | 69.17 | NA | NA | NA | N
Twin Branch | H4W | Water | Hydro | Operating | 0.6 | 0.6 | 54532.29 | 14.47 | 0 | 14.47 | 14.47 | 0 | 56.22 | 23.73 | NA | NA | 3646 | 69.17 | NA | NA | NA | N
Twin Branch | H5W | Water | Hydro | Operating | 0.6 | 0.6 | 54532.89 | 14.47 | 0 | 14.47 | 14.47 | 0 | 56.22 | 23.73 | NA | NA | 3646 | 69.17 | NA | NA | NA | N
Twin Branch | H6E | Water | Hydro | Operating | 0.6 | 0.6 | 54533.49 | 14.47 | 0 | 14.47 | 14.47 | 0 | 56.22 | 23.73 | NA | NA | 3646 | 69.17 | NA | NA | NA | N
Twin Branch | H6W | Water | Hydro | Operating | 0.6 | 0.6 | 54534.09 | 14.47 | 0 | 14.47 | 14.47 | 0 | 56.22 | 23.73 | NA | NA | 3646 | 69.17 | NA | NA | NA | N
Pinnacles | 1 | Water | Hydro | Operating | 3.5 | 3.5 | 54537.59 | 14.61 | 0 | 14.61 | 14.61 | 0 | 35.15 | NA | NA | NA | NA | NA | NA | NA | NA | N
Pinnacles | 2 | Water | Hydro | Operating | 3.5 | 3.5 | 54541.09 | 14.61 | 0 | 14.61 | 14.61 | 0 | 35.15 | NA | NA | NA | NA | NA | NA | NA | NA | N
Pinnacles | 3 | Water | Hydro | Operating | 3.5 | 3.5 | 54544.59 | 14.61 | 0 | 14.61 | 14.61 | 0 | 35.15 | NA | NA | NA | NA | NA | NA | NA | NA | N
Fairless Works Energy Center | CT1A | Natural Gas | Combined Cycle | Operating | 198 | 198 | 54742.59 | 14.72 | 14.05 | 0.67 | 0.67 | 0 | 9.16 | 16.1 | 7179 | 9385423 | 1307355 | 75.17 | 0.0073 | 0.0006 | 118.857 | N
Fairless Works Energy Center | CT1B | Natural Gas | Combined Cycle | Operating | 198 | 198 | 54940.59 | 14.72 | 14.05 | 0.67 | 0.67 | 0 | 9.16 | 16.11 | 7179 | 9321825 | 1298496 | 74.66 | 0.0073 | 0.0006 | 118.8566 | N
Fairless Works Energy Center | CT2A | Natural Gas | Combined Cycle | Operating | 198 | 198 | 55138.59 | 14.72 | 14.05 | 0.67 | 0.67 | 0 | 9.16 | 16.05 | 7179 | 9794960 | 1364402 | 78.45 | 0.0074 | 0.0006 | 118.8573 | N
Fairless Works Energy Center | CT2B | Natural Gas | Combined Cycle | Operating | 199 | 199 | 55337.59 | 14.72 | 14.05 | 0.67 | 0.67 | 0 | 9.16 | 16.03 | 7179 | 9933255 | 1383666 | 79.16 | 0.0079 | 0.0006 | 118.8576 | N
Fairless Works Energy Center | ST1 | Natural Gas | Combined Cycle | Operating | 263.7 | 263.7 | 55601.29 | 14.72 | 14.05 | 0.67 | 0.67 | 0 | 9.16 | 16.26 | 7179 | 11246700 | 1566624 | 67.63 | 0.0075 | 0.0006 | 118.8571 | N
Fairless Works Energy Center | ST2 | Natural Gas | Combined Cycle | Operating | 263.7 | 263.7 | 55864.99 | 14.72 | 14.05 | 0.67 | 0.67 | 0 | 9.16 | 16.17 | 7179 | 11906129 | 1658480 | 71.6 | 0.0075 | 0.0006 | 118.8571 | N
Liberty Electric Power | GTG1 | Natural Gas | Combined Cycle | Operating | 158.6 | 158.6 | 56023.59 | 14.86 | 14.15 | 0.71 | 0.71 | 0 | 10.47 | 16.22 | 7231 | 13547937 | 1219913 | 87.57 | 0.0103 | 0.0006 | 118.8571 | N
Liberty Electric Power | GTG2 | Natural Gas | Combined Cycle | Operating | 158.6 | 158.6 | 56182.19 | 14.86 | 14.15 | 0.71 | 0.71 | 0 | 10.47 | 16.1 | 7231 | 14743539 | 1336645 | 95.94 | 0.0111 | 0.0006 | 118.8572 | N
Liberty Electric Power | STG | Natural Gas | Combined Cycle | Operating | 223.8 | 223.8 | 56405.99 | 14.86 | 14.15 | 0.71 | 0.71 | 0 | 10.47 | 16.34 | 7231 | 1621239 | 1579982 | 80.37 | 0.0107 | 0.0006 | 118.8571 | N
PPL Ironwood | CT1 | Natural Gas | Combined Cycle | Operating | 252.7 | 252.7 | 56658.69 | 14.94 | 14.25 | 0.69 | 0.69 | 0 | 10.04 | 16.37 | 7284 | 19561827 | 1781138 | 80.24 | 0.0137 | 0.0006 | 118.857 | N
PPL Ironwood | CT2 | Natural Gas | Combined Cycle | Operating | 252 | 252 | 56910.69 | 14.94 | 14.25 | 0.69 | 0.69 | 0 | 10.04 | 16.36 | 7284 | 19753021 | 1795033 | 81.09 | 0.0134 | 0.0006 | 118.8571 | N
PPL Ironwood | ST4 | Natural Gas | Combined Cycle | Operating | 230.7 | 230.7 | 57141.39 | 14.94 | 14.25 | 0.69 | 0.69 | 0 | 10.04 | 16.22 | 7284 | 0 | 1821459 | 89.88 | 0.0135 | 0.0006 | 118.8571 | N
Mon Valley Works | GEN1 | Other Fuel | Steam Turbine | Out of Service | 30 | 30 | 57171.39 | 15 | 1.72 | 13.27 | 13.27 | 0 | 49.09 | 21.19 | 17985 | 4275535 | 237732 | 90.21 | 0.0321 | 0.029 | 534.59 | Y
Mon Valley Works | GEN2 | Other Fuel | Steam Turbine | Operating | 30 | 30 | 57201.39 | 15 | 1.73 | 13.27 | 13.27 | 0 | 49.09 | 32.09 | 18068 | 1557058 | 86178 | 32.7 | 0.0229 | 0.029 | 534.59 | Y
Mon Valley Works | GEN3 | Other Fuel | Steam Turbine | Operating | 1.9 | 1.9 | 57203.29 | 15 | 1.72 | 13.27 | 13.27 | 0 | 49.09 | NA | 18007 | 0 | 0 | 0 | 0.0231 | 0.029 | 534.59 | Y
Covington Facility | GEN7 | Biomass | Steam Turbine | Operating | 82.4 | 82.4 | 57285.69 | 15.02 | 9.68 | 5.34 | 5.34 | 0 | 20.68 | 18.49 | 4376 | 2146870 | 490647 | 67.79 | 0.2685 | 0.121 | 208.19 | Y
Marcus Hook | CT13 | Natural Gas | Combined Cycle | Operating | 193 | 193 | 57478.69 | 15.06 | 14.3 | 0.77 | 0.77 | 0 | 9.56 | 16.74 | 7306 | 8035103 | 1099762 | 64.87 | 0.0129 | 0.0006 | 118.8566 | Y
Marcus Hook | CT1A | Natural Gas | Combined Cycle | Operating | 191.5 | 191.5 | 57670.19 | 15.06 | 14.3 | 0.77 | 0.77 | 0 | 9.56 | 16.63 | 7306 | 8502577 | 1163745 | 69.18 | 0.0128 | 0.0008 | 118.8581 | Y
Marcus Hook | CTIB | Natural Gas | Combined Cycle | Operating | 193 | 193 | 57863.19 | 15.06 | 14.3 | 0.77 | 0.77 | 0 | 9.56 | 16.75 | 7306 | 7996183 | 1094435 | 64.56 | 0.0138 | 0.0008 | 118.8583 | Y
Marcus Hook | STG | Natural Gas | Combined Cycle | Operating | 268 | 268 | 58131.19 | 15.06 | 14.3 | 0.77 | 0.77 | 0 | 9.56 | 16.59 | 7306 | 12218849 | 1672390 | 71.04 | 0.0253 | 0.0007 | 111.2122 | Y
Dixon Hydroelectric Dam | 1 | Water | Hydro | Operating | 0.6 | 0.6 | 58131.79 | 15.12 | 0 | 15.12 | 15.12 | 0 | 110.78 | NA | NA | NA | NA | NA | NA | NA | NA | N
Dixon Hydroelectric Dam | 2 | Water | Hydro | Operating | 0.6 | 0.6 | 58132.39 | 15.12 | 0 | 15.12 | 15.12 | 0 | 110.78 | NA | NA | NA | NA | NA | NA | NA | NA | N
Dixon Hydroelectric Dam | 3 | Water | Hydro | Operating | 0.6 | 0.6 | 58132.99 | 15.12 | 0 | 15.12 | 15.12 | 0 | 110.78 | NA | NA | NA | NA | NA | NA | NA | NA | N
Dixon Hydroelectric Dam | 4 | Water | Hydro | Operating | 0.6 | 0.6 | 58133.59 | 15.12 | 0 | 15.12 | 15.12 | 0 | 110.78 | NA | NA | NA | NA | NA | NA | NA | NA | N
Dixon Hydroelectric Dam | 5 | Water | Hydro | Operating | 0.6 | 0.6 | 58134.19 | 15.12 | 0 | 15.12 | 15.12 | 0 | 110.78 | NA | NA | NA | NA | NA | NA | NA | NA | N
University of Notre Dame | GEN5 | Coal | Steam Turbine | Operating | 2 | 2 | 58136.19 | 15.12 | 12.55 | 2.58 | 2.58 | 0 | 27.31 | NA | 5702 | NA | NA | NA | 0.199 | 0.48 | 205.84 | Y
Upper Sterling | 1 | Water | Hydro | Operating | 1 | 1 | 58137.19 | 15.12 | 0 | 15.12 | 15.12 | 0 | 59.32 | NA | NA | NA | NA | NA | NA | NA | NA | N
Upper Sterling | 2 | Water | Hydro | Operating | 1 | 1 | 58138.19 | 15.12 | 0 | 15.12 | 15.12 | 0 | 59.32 | NA | NA | NA | NA | NA | NA | NA | NA | N
University of Notre Dame | GEN6 | Coal | Steam Turbine | Operating | 5 | 5 | 58143.19 | 15.13 | 12.56 | 2.58 | 2.58 | 0 | 27.31 | NA | 5705 | NA | NA | NA | 0.199 | 0.48 | 205.84 | Y
University of Notre Dame | GEN7 | Coal | Steam Turbine | Operating | 9.4 | 9.4 | 58152.59 | 15.13 | 12.56 | 2.58 | 2.58 | 0 | 27.31 | NA | 5706 | NA | NA | NA | 0.199 | 0.48 | 205.84 | Y
Lockport Powerhouse | 1GEN | Water | Hydro | Operating | 6 | 6 | 58158.59 | 15.29 | 0 | 15.29 | 15.29 | 0 | 11.61 | 19.25 | NA | NA | 17624 | 33.44 | NA | NA | NA | N
Lockport Powerhouse | 2GEN | Water | Hydro | Operating | 6 | 6 | 58164.59 | 15.29 | 0 | 15.29 | 15.29 | 0 | 11.61 | 19.25 | NA | NA | 17624 | 33.44 | NA | NA | NA | N
RockTenn West Point Mill (St. Laurent Paper Products) | GN11 | Biomass | Steam Turbine | Operating | 15 | 15 | 58179.59 | 15.33 | 8.09 | 7.25 | 7.25 | 0 | 28.16 | 18.9 | 3735 | 441767 | 118286 | 89.77 | 0.1353 | 0.029 | 120.44 | Y
RockTenn West Point Mill (St. Laurent Paper Products) | GN12 | Biomass | Steam Turbine | Operating | 46 | 46 | 58225.59 | 15.34 | 8.09 | 7.25 | 7.25 | 0 | 28.16 | 20.25 | 3737 | 985318 | 263643 | 65.25 | 0.1353 | 0.029 | 120.44 | Y
Garrison Energy Center | CTG1 | Natural Gas | Combined Cycle | Operating | 200 | 200 | 58425.59 | 15.36 | 14.57 | 0.79 | 0.79 | 0 | 8.69 | 17.18 | 6984 | 10224601 | 955819 | 54.41 | 0.0074 | 0.0006 | 119.5856 | N
Garrison Energy Center | STG2 | Natural Gas | Combined Cycle | Operating | 124 | 124 | 58549.59 | 15.36 | 14.57 | 0.79 | 0.79 | 0 | 8.69 | 17.13 | 6984 | 705554 | 609305 | 55.94 | 0.0074 | 0.0006 | 119.5856 | N
Luke Mill | GEN1 | Coal | Steam Turbine | Operating | 26 | 26 | 58575.59 | 15.41 | 6.21 | 9.2 | 9.2 | 0 | 13.42 | 18.28 | 3000 | 365334 | 121778 | 43.32 | 0.199 | 0.48 | 205.84 | Y
Coleman Falls | CGH2 | Water | Hydro | Operating | 0.5 | 0.5 | 58576.09 | 15.57 | 0 | 15.57 | 15.57 | 0 | 90.02 | NA | NA | NA | NA | NA | NA | NA | NA | N
Coleman Falls | CGH3 | Water | Hydro | Operating | 0.5 | 0.5 | 58576.59 | 15.57 | 0 | 15.57 | 15.57 | 0 | 90.02 | NA | NA | NA | NA | NA | NA | NA | NA | N
Coleman Falls | CHG1 | Water | Hydro | Operating | 0.5 | 0.5 | 58577.09 | 15.57 | 0 | 15.57 | 15.57 | 0 | 90.02 | NA | NA | NA | NA | NA | NA | NA | NA | N
Dam 4 | 1 | Water | Hydro | Operating | 0.5 | 0.5 | 58577.59 | 15.6 | 0 | 15.6 | 15.6 | 0 | 110.78 | NA | NA | NA | NA | NA | NA | NA | NA | N
Dam 4 | 2 | Water | Hydro | Operating | 0.5 | 0.5 | 58578.09 | 15.6 | 0 | 15.6 | 15.6 | 0 | 110.78 | NA | NA | NA | NA | NA | NA | NA | NA | N
Dam 4 | 3 | Water | Hydro | Operating | 0.9 | 0.9 | 58578.99 | 15.6 | 0 | 15.6 | 15.6 | 0 | 110.78 | NA | NA | NA | NA | NA | NA | NA | NA | N
Glen Ferris Hydro | GEN1 | Water | Hydro | Operating | 0.4 | 0.4 | 58579.39 | 15.6 | 0 | 15.6 | 15.6 | 0 | 71.52 | NA | NA | NA | NA | NA | NA | NA | NA | N
Glen Ferris Hydro | GEN2 | Water | Hydro | Operating | 0.4 | 0.4 | 58579.79 | 15.6 | 0 | 15.6 | 15.6 | 0 | 71.52 | NA | NA | NA | NA | NA | NA | NA | NA | N
Glen Ferris Hydro | GEN3 | Water | Hydro | Operating | 0.4 | 0.4 | 58580.19 | 15.6 | 0 | 15.6 | 15.6 | 0 | 71.52 | NA | NA | NA | NA | NA | NA | NA | NA | N
Glen Ferris Hydro | GEN4 | Water | Hydro | Operating | 0.4 | 0.4 | 58580.59 | 15.6 | 0 | 15.6 | 15.6 | 0 | 71.52 | NA | NA | NA | NA | NA | NA | NA | NA | N
Glen Ferris Hydro | GEN5 | Water | Hydro | Operating | 0.4 | 0.4 | 58580.99 | 15.6 | 0 | 15.6 | 15.6 | 0 | 71.52 | NA | NA | NA | NA | NA | NA | NA | NA | N
Glen Ferris Hydro | GEN6 | Water | Hydro | Operating | 0.4 | 0.4 | 58581.39 | 15.6 | 0 | 15.6 | 15.6 | 0 | 71.52 | NA | NA | NA | NA | NA | NA | NA | NA | N
Glen Ferris Hydro | GEN7 | Water | Hydro | Operating | 1.9 | 1.9 | 58583.29 | 15.6 | 0 | 15.6 | 15.6 | 0 | 71.52 | NA | NA | NA | NA | NA | NA | NA | NA | N
Glen Ferris Hydro | GEN8 | Water | Hydro | Operating | 1.9 | 1.9 | 58585.19 | 15.6 | 0 | 15.6 | 15.6 | 0 | 71.52 | NA | NA | NA | NA | NA | NA | NA | NA | N
Avon Lake | 7 | Coal | Steam Turbine | Retired | 70 | 70 | 58655.19 | 15.7 | 7.7 | 7.99 | 7.99 | 0 | 25.08 | 28.33 | 3000 | 416877 | 138959 | 68.36 | 0.3806 | 2.4541 | 205.1662 | N
UMCP CHP | 1 | Natural Gas | Combustion Turbine | Operating | 10.8 | 10.8 | 58665.99 | 15.89 | 14.45 | 1.44 | 1.44 | 0 | 4.85 | NA | 7386 | NA | NA | NA | 0.059 | 0.002 | 119.31 | Y
UMCP CHP | 2 | Natural Gas | Combustion Turbine | Operating | 10.8 | 10.8 | 58676.79 | 15.89 | 14.45 | 1.44 | 1.44 | 0 | 4.85 | NA | 7386 | NA | NA | NA | 0.059 | 0.002 | 119.31 | Y
American Eagle Paper Mills | TG3 | Coal | Steam Turbine | Retired | 2.5 | 2.5 | 58679.29 | 15.97 | 13.39 | 2.58 | 2.58 | 0 | 27.31 | NA | 5779 | NA | NA | NA | 0.199 | 0.48 | 205.84 | Y
American Eagle Paper Mills | TG4 | Coal | Steam Turbine | Retired | 4.5 | 4.5 | 58683.79 | 15.97 | 13.39 | 2.58 | 2.58 | 0 | 27.31 | NA | 5779 | NA | NA | NA | 0.199 | 0.48 | 205.84 | Y
American Eagle Paper Mills | TG5 | Coal | Steam Turbine | Retired | 3 | 3 | 58686.79 | 15.97 | 13.39 | 2.58 | 2.58 | 0 | 27.31 | NA | 5779 | NA | NA | NA | 0.199 | 0.48 | 205.84 | Y
American Eagle Paper Mills | TG6 | Coal | Steam Turbine | Retired | 7.1 | 7.1 | 58693.89 | 15.97 | 13.39 | 2.58 | 2.58 | 0 | 27.31 | NA | 5779 | NA | NA | NA | 0.199 | 0.48 | 205.84 | Y
Woodbridge Energy Center | CT001 | Natural Gas | Combined Cycle | Operating | 240 | 240 | 58933.89 | 16.12 | 15.49 | 0.63 | 0.63 | 0 | 8.45 | 17.49 | 6855 | 14873662 | 1483844 | 70.39 | 0.0056 | 0.0006 | 118.8579 | N
Woodbridge Energy Center | CT002 | Natural Gas | Combined Cycle | Operating | 240 | 240 | 59173.89 | 16.12 | 15.49 | 0.63 | 0.63 | 0 | 8.45 | 17.52 | 6855 | 14575826 | 1447448 | 68.66 | 0.0056 | 0.0006 | 118.8576 | N
Woodbridge Energy Center | ST001 | Natural Gas | Combined Cycle | Operating | 315 | 315 | 59488.89 | 16.12 | 15.49 | 0.63 | 0.63 | 0 | 8.45 | 17.58 | 6855 | 3121789 | 1820487 | 65.79 | 0.0056 | 0.0006 | 118.8578 | N
Martinsville | 1 | Water | Hydro | Operating | 0.3 | 0.3 | 59489.19 | 16.16 | 0 | 16.16 | 16.16 | 0 | 110.78 | NA | NA | NA | NA | NA | NA | NA | NA | N
Martinsville | 2 | Water | Hydro | Operating | 0.9 | 0.9 | 59490.09 | 16.16 | 0 | 16.16 | 16.16 | 0 | 110.78 | NA | NA | NA | NA | NA | NA | NA | NA | N
Panda Brandywine | 1 | Natural Gas | Combined Cycle | Operating | 78.6 | 78.6 | 59568.69 | 16.16 | 14.71 | 1.46 | 1.46 | 0 | 15.25 | 19.04 | 7471 | 3112009 | 416537 | 60.33 | 0.0251 | 0.0006 | 118.9252 | Y
Panda Brandywine | 2 | Natural Gas | Combined Cycle | Operating | 78.6 | 78.6 | 59647.29 | 16.16 | 14.71 | 1.46 | 1.46 | 0 | 15.25 | 18.91 | 7471 | 3254619 | 435625 | 63.1 | 0.0258 | 0.0006 | 118.9249 | Y
Panda Brandywine | 3 | Natural Gas | Combined Cycle | Operating | 72.79 | 72.79 | 59720.08 | 16.16 | 14.71 | 1.46 | 1.46 | 0 | 15.25 | 18.38 | 7471 | 3743224 | 501024 | 78.36 | 0.0254 | 0.0006 | 118.925 | Y
Chester Operations | 5 | Coal | Steam Turbine | Operating | 67 | 67 | 59787.08 | 16.2 | 10.67 | 5.54 | 5.54 | 0 | 13.43 | NA | 7771 | NA | NA | NA | 0.0887 | 0.372 | 209.74 | Y
Buchanan Hydro (MI) | 1 | Water | Hydro | Operating | 0.4 | 0.4 | 59787.48 | 16.25 | 0 | 16.25 | 16.25 | 0 | 50.03 | 29.01 | NA | NA | 1569 | 44.65 | NA | NA | NA | N
Buchanan Hydro (MI) | 10 | Water | Hydro | Operating | 0.5 | 0.5 | 59787.98 | 16.25 | 0 | 16.25 | 16.25 | 0 | 50.03 | 29.01 | NA | NA | 1961 | 44.65 | NA | NA | NA | N
Buchanan Hydro (MI) | 2 | Water | Hydro | Operating | 0.4 | 0.4 | 59788.38 | 16.25 | 0 | 16.25 | 16.25 | 0 | 50.03 | 29.01 | NA | NA | 1569 | 44.65 | NA | NA | NA | N
Buchanan Hydro (MI) | 3 | Water | Hydro | Operating | 0.4 | 0.4 | 59788.78 | 16.25 | 0 | 16.25 | 16.25 | 0 | 50.03 | 29.01 | NA | NA | 1569 | 44.65 | NA | NA | NA | N
Buchanan Hydro (MI) | 4 | Water | Hydro | Operating | 0.4 | 0.4 | 59789.18 | 16.25 | 0 | 16.25 | 16.25 | 0 | 50.03 | 29.01 | NA | NA | 1569 | 44.65 | NA | NA | NA | N
Buchanan Hydro (MI) | 5 | Water | Hydro | Operating | 0.4 | 0.4 | 59789.58 | 16.25 | 0 | 16.25 | 16.25 | 0 | 50.03 | 29.01 | NA | NA | 1569 | 44.65 | NA | NA | NA | N
Buchanan Hydro (MI) | 6 | Water | Hydro | Operating | 0.4 | 0.4 | 59789.98 | 16.25 | 0 | 16.25 | 16.25 | 0 | 50.03 | 29.01 | NA | NA | 1569 | 44.65 | NA | NA | NA | N
Buchanan Hydro (MI) | 7 | Water | Hydro | Operating | 0.5 | 0.5 | 59790.48 | 16.25 | 0 | 16.25 | 16.25 | 0 | 50.03 | 29.01 | NA | NA | 1961 | 44.65 | NA | NA | NA | N
Buchanan Hydro (MI) | 8 | Water | Hydro | Operating | 0.5 | 0.5 | 59790.98 | 16.25 | 0 | 16.25 | 16.25 | 0 | 50.03 | 29.01 | NA | NA | 1961 | 44.65 | NA | NA | NA | N
Buchanan Hydro (MI) | 9 | Water | Hydro | Operating | 0.5 | 0.5 | 59791.48 | 16.25 | 0 | 16.25 | 16.25 | 0 | 50.03 | 29.01 | NA | NA | 1961 | 44.65 | NA | NA | NA | N
Hunlock Repowering | 3 | Natural Gas | Combined Cycle | Operating | 30.4 | 30.4 | 59821.88 | 16.41 | 15.65 | 0.76 | 0.76 | 0 | 10.99 | NA | 7997 | NA | NA | NA | 0.01 | 0.0006 | 118.8558 | N
Hunlock Repowering | 5 | Natural Gas | Combined Cycle | Operating | 49.7 | 49.7 | 59871.58 | 16.41 | 15.65 | 0.76 | 0.76 | 0 | 10.99 | NA | 7997 | NA | NA | NA | 0.0099 | 0.0006 | 118.8557 | N
Hunlock Repowering | 6 | Natural Gas | Combined Cycle | Operating | 49.8 | 49.8 | 59921.38 | 16.41 | 15.65 | 0.76 | 0.76 | 0 | 10.99 | NA | 7997 | NA | NA | NA | 0.01 | 0.0006 | 118.8559 | N
Tennessee Eastman Division | TG10 | Coal | Steam Turbine | Operating | 6 | 6 | 59927.38 | 16.74 | 12.64 | 4.1 | 4.1 | 0 | 17.61 | 21.43 | 5277 | 118969 | 22545 | 42.78 | 0.3236 | 0.48 | 205.84 | Y
Tennessee Eastman Division | TG11 | Coal | Steam Turbine | Operating | 6 | 6 | 59933.38 | 16.74 | 12.64 | 4.1 | 4.1 | 0 | 17.61 | 19.24 | 5277 | 223538 | 42361 | 80.38 | 0.3236 | 0.48 | 205.84 | Y
Tennessee Eastman Division | TG12 | Coal | Steam Turbine | Operating | 6 | 6 | 59939.38 | 16.74 | 12.64 | 4.1 | 4.1 | 0 | 17.61 | 19.3 | 5277 | 218314 | 41367 | 78.49 | 0.3236 | 0.48 | 205.84 | Y
Tennessee Eastman Division | TG13 | Coal | Steam Turbine | Operating | 7 | 7 | 59946.38 | 16.75 | 12.64 | 4.1 | 4.1 | 0 | 17.61 | 20.56 | 5279 | 170575 | 32315 | 52.56 | 0.521 | 0.48 | 205.84 | Y
Tennessee Eastman Division | TG14 | Coal | Steam Turbine | Operating | 10 | 10 | 59956.38 | 16.75 | 12.64 | 4.1 | 4.1 | 0 | 17.61 | 19.23 | 5279 | 374547 | 70956 | 80.78 | 0.3236 | 0.48 | 205.84 | Y
Tennessee Eastman Division | TG15 | Coal | Steam Turbine | Operating | 7.5 | 7.5 | 59963.88 | 16.75 | 12.64 | 4.1 | 4.1 | 0 | 17.61 | 21.62 | 5278 | 142981 | 27088 | 41.12 | 0.5011 | 0.48 | 205.84 | Y
Tennessee Eastman Division | TG16 | Coal | Steam Turbine | Operating | 10.4 | 10.4 | 59974.28 | 16.75 | 12.64 | 4.1 | 4.1 | 0 | 17.61 | 19.65 | 5278 | 332694 | 63034 | 69 | 0.0855 | 0.48 | 205.84 | Y
Tennessee Eastman Division | TG17 | Coal | Steam Turbine | Operating | 10.4 | 10.4 | 59984.68 | 16.75 | 12.64 | 4.1 | 4.1 | 0 | 17.61 | 19.49 | 5279 | 352965 | 66859 | 73.19 | 0.497 | 0.48 | 205.84 | Y
Tennessee Eastman Division | TG18 | Coal | Steam Turbine | Operating | 10.4 | 10.4 | 59995.08 | 16.75 | 12.64 | 4.1 | 4.1 | 0 | 17.61 | 19.65 | 5279 | 333149 | 63111 | 69.08 | 0.0889 | 0.48 | 205.84 | Y
Tennessee Eastman Division | TG19 | Coal | Steam Turbine | Operating | 10.4 | 10.4 | 60005.48 | 16.75 | 12.64 | 4.1 | 4.1 | 0 | 17.61 | 19.79 | 5279 | 317694 | 60179 | 65.87 | 0.5022 | 0.48 | 205.84 | Y
Tennessee Eastman Division | TG20 | Coal | Steam Turbine | Operating | 10.4 | 10.4 | 60015.88 | 16.75 | 12.64 | 4.1 | 4.1 | 0 | 17.61 | 19.59 | 5279 | 340630 | 64524 | 70.63 | 0.4531 | 0.48 | 205.84 | Y
Tennessee Eastman Division | TG21 | Coal | Steam Turbine | Operating | 15 | 15 | 60030.88 | 16.75 | 12.64 | 4.1 | 4.1 | 0 | 17.61 | 19.05 | 5279 | 604320 | 114477 | 86.88 | 0.3236 | 0.48 | 205.84 | Y
Tennessee Eastman Division | TG22 | Coal | Steam Turbine | Operating | 15.4 | 15.4 | 60046.28 | 16.75 | 12.65 | 4.1 | 4.1 | 0 | 17.61 | 20.08 | 5280 | 429073 | 81271 | 60.08 | 0.2899 | 0.48 | 205.84 | Y
Tennessee Eastman Division | TG24 | Coal | Steam Turbine | Operating | 16.8 | 16.8 | 60063.08 | 16.75 | 12.64 | 4.1 | 4.1 | 0 | 17.61 | 19.17 | 5279 | 644166 | 122031 | 82.69 | 0.3236 | 0.48 | 205.84 | Y
Tennessee Eastman Division | TG25 | Coal | Steam Turbine | Operating | 18 | 18 | 60081.08 | 16.75 | 12.64 | 4.1 | 4.1 | 0 | 17.61 | 19.11 | 5279 | 706441 | 133832 | 84.64 | 0.3236 | 0.48 | 205.84 | Y
Tennessee Eastman Division | TG26 | Coal | Steam Turbine | Operating | 16.6 | 16.6 | 60097.68 | 16.75 | 12.64 | 4.1 | 4.1 | 0 | 17.61 | 19.85 | 5279 | 497113 | 94166 | 64.58 | 0.2794 | 0.48 | 205.84 | Y
Tennessee Eastman Division | TGO7 | Coal | Steam Turbine | Operating | 6 | 6 | 60103.68 | 16.75 | 12.65 | 4.1 | 4.1 | 0 | 17.61 | 22.19 | 5280 | 102585 | 19428 | 36.86 | 0.3236 | 0.48 | 205.84 | Y
Tennessee Eastman Division | TGO8 | Coal | Steam Turbine | Operating | 6 | 6 | 60109.68 | 16.75 | 12.65 | 4.1 | 4.1 | 0 | 17.61 | 22.64 | 5281 | 94814 | 17953 | 34.06 | 0.3236 | 0.48 | 205.84 | Y
Tennessee Eastman Division | TGO9 | Coal | Steam Turbine | Operating | 6 | 6 | 60115.68 | 16.75 | 12.65 | 4.1 | 4.1 | 0 | 17.61 | 25.28 | 5279 | 65397 | 12387 | 23.5 | 0.3236 | 0.48 | 205.84 | Y
Celco | GEN1 | Natural Gas | Steam Turbine | Operating | 6 | 6 | 60121.68 | 16.76 | 13.83 | 2.93 | 2.93 | 0 | 11.17 | NA | 4857 | NA | NA | NA | 0.153 | 0.029 | 120.44 | Y
Celco | GEN2 | Natural Gas | Steam Turbine | Operating | 6 | 6 | 60127.68 | 16.76 | 13.83 | 2.93 | 2.93 | 0 | 11.17 | NA | 4857 | NA | NA | NA | 0.153 | 0.029 | 120.44 | Y
Celco | GEN3 | Natural Gas | Steam Turbine | Operating | 6 | 6 | 60133.68 | 16.76 | 13.83 | 2.93 | 2.93 | 0 | 11.17 | NA | 4857 | NA | NA | NA | 0.153 | 0.029 | 120.44 | Y
Celco | GEN4 | Natural Gas | Steam Turbine | Operating | 9.2 | 9.2 | 60142.88 | 16.76 | 13.83 | 2.93 | 2.93 | 0 | 11.17 | NA | 4857 | NA | NA | NA | 0.153 | 0.029 | 120.44 | Y
Plymouth | TG7 | Biomass | Steam Turbine | Operating | 7.5 | 7.5 | 60150.38 | 16.77 | 7.67 | 9.1 | 9.1 | 0 | 21.65 | 106.6 | 5992 | 10834 | 1808 | 2.74 | 0.371 | 0.029 | 120.44 | Y
Plymouth | TG10 | Biomass | Steam Turbine | Operating | 74 | 74 | 60224.38 | 16.78 | 7.68 | 9.1 | 9.1 | 0 | 21.65 | 24.91 | 6000 | 1183457 | 197241 | 30.34 | 0.185 | 0.121 | 208.19 | Y
Plymouth | TG8 | Biomass | Steam Turbine | Retired | 23.8 | 23.8 | 60248.18 | 16.78 | 7.68 | 9.1 | 9.1 | 0 | 21.65 | NA | 6000 | 0 | 0 | 0 | 0.371 | 0.029 | 120.44 | Y
Plymouth | TG9 | Biomass | Steam Turbine | Operating | 40.8 | 40.8 | 60288.98 | 16.78 | 7.68 | 9.1 | 9.1 | 0 | 21.65 | 20.26 | 6000 | 1525235 | 254203 | 70.93 | 0.371 | 0.029 | 120.44 | Y
Wallenpaupack | WP1 | Water | Hydro | Operating | 22 | 22 | 60310.98 | 16.91 | 0 | 16.91 | 16.91 | 0 | 14.34 | NA | NA | NA | NA | NA | NA | NA | NA | N
Wallenpaupack | WP2 | Water | Hydro | Operating | 22 | 22 | 60332.98 | 16.91 | 0 | 16.91 | 16.91 | 0 | 14.34 | NA | NA | NA | NA | NA | NA | NA | NA | N
Bethlehem CC | CTG1 | Natural Gas | Combined Cycle | Operating | 118 | 118 | 60450.98 | 16.92 | 16.02 | 0.9 | 0.9 | 0 | 9.35 | 18.99 | 8102 | 7205365 | 531768 | 51.3 | 0.0053 | 0.0007 | 118.9624 | N
Bethlehem CC | CTG2 | Natural Gas | Combined Cycle | Operating | 127 | 127 | 60577.98 | 16.92 | 16.02 | 0.9 | 0.9 | 0 | 9.35 | 18.93 | 8102 | 7200925 | 588986 | 52.8 | 0.0067 | 0.0006 | 118.8969 | N
Bethlehem CC | CTG3 | Natural Gas | Combined Cycle | Operating | 127 | 127 | 60704.98 | 16.92 | 16.02 | 0.9 | 0.9 | 0 | 9.35 | 19 | 8102 | 7156988 | 569341 | 51.04 | 0.006 | 0.0007 | 119.0611 | N
Bethlehem CC | CTG5 | Natural Gas | Combined Cycle | Operating | 118 | 118 | 60822.98 | 16.92 | 16.02 | 0.9 | 0.9 | 0 | 9.35 | 19 | 8102 | 7211532 | 528832 | 51.02 | 0.0065 | 0.0008 | 119.0401 | N
Bethlehem CC | CTG6 | Natural Gas | Combined Cycle | Operating | 127 | 127 | 60949.98 | 16.92 | 16.02 | 0.9 | 0.9 | 0 | 9.35 | 18.87 | 8102 | 7532177 | 606534 | 54.37 | 0.0045 | 0.0007 | 118.966 | N
Bethlehem CC | CTG7 | Natural Gas | Combined Cycle | Operating | 127 | 127 | 61076.98 | 16.92 | 16.02 | 0.9 | 0.9 | 0 | 9.35 | 19.04 | 8102 | 6981841 | 559643 | 50.17 | 0.0058 | 0.0007 | 118.9063 | N
Bethlehem CC | STG4 | Natural Gas | Combined Cycle | Operating | 195 | 195 | 61271.98 | 16.92 | 16.02 | 0.9 | 0.9 | 0 | 9.35 | 18.77 | 8102 | 0 | 986109 | 57.57 | 0.0058 | 0.0007 | 118.9724 | N
Bethlehem CC | STG8 | Natural Gas | Combined Cycle | Operating | 195 | 195 | 61466.98 | 16.92 | 16.02 | 0.9 | 0.9 | 0 | 9.35 | 18.79 | 8102 | 0 | 971796 | 56.73 | 0.0058 | 0.0007 | 118.9724 | N
Red Oak | 1 | Natural Gas | Combined Cycle | Operating | 182.7 | 182.7 | 61649.68 | 17 | 16.32 | 0.67 | 0.67 | 0 | 9.78 | 18.36 | 7223 | 14586136 | 1313840 | 81.87 | 0.0102 | 0.0006 | 118.8576 | N
Red Oak | 2 | Natural Gas | Combined Cycle | Operating | 182.7 | 182.7 | 61832.38 | 17 | 16.32 | 0.67 | 0.67 | 0 | 9.78 | 18.41 | 7223 | 14308124 | 1260060 | 78.52 | 0.0101 | 0.0006 | 118.8579 | N
Red Oak | 3 | Natural Gas | Combined Cycle | Operating | 182.7 | 182.7 | 62015.08 | 17 | 16.32 | 0.67 | 0.67 | 0 | 9.78 | 18.39 | 7223 | 14118377 | 1281485 | 79.85 | 0.0101 | 0.0006 | 118.8578 | N
Red Oak | 4 | Natural Gas | Combined Cycle | Operating | 275 | 275 | 62290.08 | 17 | 16.32 | 0.67 | 0.67 | 0 | 9.78 | 18.28 | 7223 | 0 | 2099873 | 86.93 | 0.0101 | 0.0006 | 118.8578 | N
Newark Energy Center | GT-1 | Natural Gas | Combined Cycle | Operating | 225 | 225 | 62515.08 | 17.04 | 16.39 | 0.65 | 0.65 | 0 | 8.56 | 18.49 | 6810 | 14188377 | 1331188 | 67.35 | 0.0061 | 0.0006 | 118.8572 | N
Newark Energy Center | GT-2 | Natural Gas | Combined Cycle | Operating | 225 | 225 | 62740.08 | 17.04 | 16.39 | 0.65 | 0.65 | 0 | 8.56 | 18.42 | 6810 | 13563405 | 1397911 | 70.73 | 0.006 | 0.0006 | 118.8579 | N
Newark Energy Center | STG-1 | Natural Gas | Combined Cycle | Operating | 220 | 220 | 62960.08 | 17.04 | 16.39 | 0.65 | 0.65 | 0 | 8.56 | 18.22 | 6810 | 1737577 | 1601335 | 63.97 | 0.0061 | 0.0006 | 118.8576 | N
Luray | 1 | Water | Hydro | Operating | 0.6 | 0.6 | 62960.68 | 17.21 | 0 | 17.21 | 17.21 | 0 | 110.78 | NA | NA | NA | NA | NA | NA | NA | NA | N
Luray | 2 | Water | Hydro | Operating | 0.4 | 0.4 | 62961.08 | 17.21 | 0 | 17.21 | 17.21 | 0 | 110.78 | NA | NA | NA | NA | NA | NA | NA | NA | N
Luray | 3 | Water | Hydro | Operating | 0.6 | 0.6 | 62961.68 | 17.21 | 0 | 17.21 | 17.21 | 0 | 110.78 | NA | NA | NA | NA | NA | NA | NA | NA | N
York Energy Center (Delta Power Project) | CTG1 | Natural Gas | Combined Cycle | Operating | 113 | 113 | 63074.68 | 17.24 | 15.88 | 1.36 | 1.36 | 0 | 9.17 | 20.27 | 8028 | 4194923 | 342258 | 34.48 | 0.0072 | 0.0012 | 118.9806 | N
York Energy Center (Delta Power Project) | CTG2 | Natural Gas | Combined Cycle | Operating | 122 | 122 | 63196.68 | 17.24 | 15.88 | 1.36 | 1.36 | 0 | 9.17 | 20.52 | 8028 | 4176050 | 340826 | 31.8 | 0.0064 | 0.0008 | 118.9704 | N
York Energy Center (Delta Power Project) | CTG3 | Natural Gas | Combined Cycle | Operating | 122 | 122 | 63318.68 | 17.24 | 15.88 | 1.36 | 1.36 | 0 | 9.17 | 20.59 | 8028 | 4091808 | 333869 | 31.15 | 0.006 | 0.0012 | 118.9903 | N
York Energy Center (Delta Power Project) | STG1 | Natural Gas | Combined Cycle | Operating | 188 | 188 | 63506.68 | 17.24 | 15.88 | 1.36 | 1.36 | 0 | 9.17 | 20.46 | 8028 | 0 | 535448 | 32.42 | 0.0065 | 0.001 | 118.9804 | N
University of Medicine & Dentistry | GEN1 | Natural Gas | Combustion Turbine | Operating | 3.7 | 3.7 | 63510.38 | 17.25 | 15.81 | 1.44 | 1.44 | 0 | 10.42 | NA | 6569 | NA | NA | NA | 0.059 | 0.002 | 119.31 | Y
University of Medicine & Dentistry | GEN2 | Natural Gas | Combustion Turbine | Operating | 3.7 | 3.7 | 63514.08 | 17.25 | 15.81 | 1.44 | 1.44 | 0 | 10.42 | NA | 6569 | NA | NA | NA | 0.059 | 0.002 | 119.31 | Y
University of Medicine & Dentistry | GEN3 | Natural Gas | Combustion Turbine | Operating | 3.7 | 3.7 | 63517.78 | 17.25 | 15.81 | 1.44 | 1.44 | 0 | 10.42 | NA | 6569 | NA | NA | NA | 0.059 | 0.002 | 119.31 | Y
Johnsonburg Mill | PT1 | Biomass | Steam Turbine | Operating | 49 | 49 | 63566.78 | 17.32 | 10.08 | 7.24 | 7.24 | 0 | 22.81 | 22.42 | 10739 | 2354107 | 219209 | 50.93 | 0.4359 | 0.029 | 120.44 | Y
Hay Road | HR1 | Natural Gas | Combined Cycle | Operating | 126 | 126 | 63692.78 | 17.34 | 15.94 | 1.4 | 1.4 | 0 | 10.31 | 20.34 | 8028 | 5341603 | 432548 | 39.08 | 0.0604 | 0.0004 | 119.09 | N
Hay Road | HR2 | Natural Gas | Combined Cycle | Operating | 126 | 126 | 63818.78 | 17.34 | 15.94 | 1.4 | 1.4 | 0 | 10.31 | 20.5 | 8028 | 5146257 | 411065 | 37.14 | 0.0618 | 0.0004 | 118.9777 | N
Hay Road | HR3 | Natural Gas | Combined Cycle | Operating | 126 | 126 | 63944.78 | 17.34 | 15.94 | 1.4 | 1.4 | 0 | 10.31 | 20.26 | 8028 | 5492711 | 445617 | 40.26 | 0.0647 | 0.0006 | 118.9026 | N
Hay Road | HR4 | Natural Gas | Combined Cycle | Operating | 187 | 187 | 64131.78 | 17.34 | 15.94 | 1.4 | 1.4 | 0 | 10.31 | 20.29 | 8028 | 0 | 653271 | 39.77 | 0.0387 | 0.0004 | 119.0899 | N
Hay Road | HR5 | Natural Gas | Combined Cycle | Operating | 128 | 128 | 64259.78 | 17.34 | 15.94 | 1.4 | 1.4 | 0 | 10.31 | 20.54 | 8028 | 4969591 | 412308 | 36.67 | 0.0128 | 0.0006 | 118.9653 | N
Hay Road | HR6 | Natural Gas | Combined Cycle | Operating | 128 | 128 | 64387.78 | 17.34 | 15.94 | 1.4 | 1.4 | 0 | 10.31 | 20.48 | 8028 | 5021598 | 420090 | 37.36 | 0.0128 | 0.0006 | 119.0233 | N
Hay Road | HR7 | Natural Gas | Combined Cycle | Operating | 128 | 128 | 64515.78 | 17.34 | 15.94 | 1.4 | 1.4 | 0 | 10.31 | 20.56 | 8028 | 4980312 | 410082 | 36.47 | 0.0143 | 0.0006 | 119.6032 | N
Hay Road | HR8 | Natural Gas | Combined Cycle | Operating | 187 | 187 | 64702.78 | 17.34 | 15.94 | 1.4 | 1.4 | 0 | 10.31 | 20.21 | 8028 | 0 | 670753 | 40.83 | 0.0387 | 0.0004 | 119.0899 | N
Dover Energy Center - Repower CC | COG1 | Natural Gas | Combined Cycle | Operating | 16 | 16 | 64718.78 | 17.54 | 16.03 | 1.51 | 1.51 | 0 | 10.95 | NA | 8192 | NA | NA | NA | 0.0071 | 0.0006 | 118.8569 | Y
Dover Energy Center - Repower CC | KD-1 | Natural Gas | Combined Cycle | Operating | 50 | 50 | 64768.78 | 17.54 | 16.03 | 1.51 | 1.51 | 0 | 10.95 | NA | 8192 | NA | NA | NA | 0.0071 | 0.0006 | 118.8569 | Y
RockTenn West Point Mill (St. Laurent Paper Products) | GEN8 | Biomass | Steam Turbine | Operating | 5 | 5 | 64773.78 | 17.67 | 10.43 | 7.25 | 7.25 | 0 | 28.16 | NA | 4817 | 0 | 0 | 0 | 0.1353 | 0.029 | 120.44 | Y
Lower Mount Bethel | G1 | Natural Gas | Combined Cycle | Operating | 198.1 | 198.1 | 64971.88 | 17.77 | 16.99 | 0.78 | 0.78 | 0 | 9.95 | 19.37 | 7519 | 14879866 | 1231293 | 70.76 | 0.01 | 0.0006 | 118.8574 | N
Lower Mount Bethel | G2 | Natural Gas | Combined Cycle | Operating | 196.9 | 196.9 | 65168.78 | 17.77 | 16.99 | 0.78 | 0.78 | 0 | 9.95 | 19.35 | 7519 | 14743714 | 1237639 | 71.56 | 0.0099 | 0.0006 | 118.8577 | N
Lower Mount Bethel | G3 | Natural Gas | Combined Cycle | Operating | 232.5 | 232.5 | 65401.28 | 17.77 | 16.99 | 0.78 | 0.78 | 0 | 9.95 | 19.34 | 7519 | 0 | 1470712 | 72.01 | 0.01 | 0.0006 | 118.8575 | N
Radford Army Ammunition | GEN1 | Coal | Steam Turbine | Operating | 5.6 | 5.6 | 65406.88 | 17.82 | 15.25 | 2.58 | 2.58 | 0 | 27.31 | NA | 6582 | NA | NA | NA | 0.199 | 0.48 | 205.84 | Y
Busch Cogeneration Plant | 1 | Natural Gas | Combined Cycle | Operating | 14 | 14 | 65420.88 | 17.85 | 16.69 | 1.15 | 1.15 | 0 | 13.22 | NA | 7387 | NA | NA | NA | 0.02 | 0.001 | 118.4 | Y
P.H. Glatfelter Company - Pennsylvania | GEN1 | Coal | Steam Turbine | Operating | 5 | 5 | 65425.88 | 17.93 | 15.36 | 2.58 | 2.58 | 0 | 27.31 | NA | 5471 | NA | NA | NA | 0.3468 | 0.48 | 205.84 | Y
P.H. Glatfelter Company - Pennsylvania | GEN2 | Coal | Steam Turbine | Operating | 3.9 | 3.9 | 65429.78 | 17.93 | 15.36 | 2.58 | 2.58 | 0 | 27.31 | NA | 5471 | NA | NA | NA | 0.3468 | 0.48 | 205.84 | Y
P.H. Glatfelter Company - Pennsylvania | GEN4 | Coal | Steam Turbine | Operating | 8 | 8 | 65437.78 | 17.93 | 15.35 | 2.58 | 2.58 | 0 | 27.31 | NA | 5471 | NA | NA | NA | 0.4703 | 0.48 | 205.84 | Y
P.H. Glatfelter Company - Pennsylvania | GEN5 | Coal | Steam Turbine | Operating | 33.1 | 33.1 | 65470.88 | 17.93 | 15.36 | 2.58 | 2.58 | 0 | 27.31 | NA | 5471 | NA | NA | NA | 0.5196 | 0.48 | 205.84 | Y
P.H. Glatfelter Company - Pennsylvania | GEN3 | Coal | Steam Turbine | Operating | 4.3 | 4.3 | 65475.18 | 17.94 | 15.36 | 2.58 | 2.58 | 0 | 27.31 | NA | 5473 | NA | NA | NA | 0.3468 | 0.48 | 205.84 | Y
Townsend Hydro | GEN1 | Water | Hydro | Operating | 2.1 | 2.1 | 65477.28 | 17.95 | 0 | 17.95 | 17.95 | 0 | 32.54 | NA | NA | NA | NA | NA | NA | NA | NA | N
Townsend Hydro | GEN2 | Water | Hydro | Operating | 2.1 | 2.1 | 65479.38 | 17.95 | 0 | 17.95 | 17.95 | 0 | 32.54 | NA | NA | NA | NA | NA | NA | NA | NA | N
Snowden | 4 | Water | Hydro | Operating | 2.5 | 2.5 | 65481.88 | 18 | 0 | 18 | 18 | 0 | 28.36 | NA | NA | NA | NA | NA | NA | NA | NA | N
Snowden | 5 | Water | Hydro | Operating | 2.5 | 2.5 | 65484.38 | 18 | 0 | 18 | 18 | 0 | 28.36 | NA | NA | NA | NA | NA | NA | NA | NA | N
Central Soya Company Inc. | 3516 | Natural Gas | Steam Turbine | Operating | 2.2 | 2.2 | 65486.58 | 18.07 | 15.13 | 2.93 | 2.93 | 0 | 11.17 | NA | 5841 | NA | NA | NA | 0.153 | 0.029 | 120.44 | Y
Roanoke Rapids, North Carolina | GEN1 | Biomass | Steam Turbine | Operating | 30 | 30 | 65516.58 | 18.11 | 0 | 18.11 | 18.11 | 0 | 76.99 | NA | 5073 | NA | NA | NA | 0.5925 | 0.029 | 120.44 | Y
Radford Army Ammunition | GEN3 | Coal | Steam Turbine | Operating | 5.6 | 5.6 | 65522.18 | 18.12 | 15.54 | 2.58 | 2.58 | 0 | 27.31 | NA | 6708 | NA | NA | NA | 0.199 | 0.48 | 205.84 | Y
Covington Facility | GEN3 | Coal | Steam Turbine | Operating | 10.5 | 10.5 | 65532.68 | 18.17 | 12.83 | 5.34 | 5.34 | 0 | 20.68 | 21.62 | 5801 | 365626 | 63025 | 68.33 | 0.2685 | 0.48 | 205.84 | Y
Waterford Energy Facility | CTG1 | Natural Gas | Combined Cycle | Operating | 161 | 161 | 65693.68 | 18.19 | 17.56 | 0.63 | 0.63 | 0 | 9.65 | 19.35 | 6866 | 14852032 | 1342146 | 94.9 | 0.0084 | 0.0006 | 118.857 | N
Waterford Energy Facility | CTG2 | Natural Gas | Combined Cycle | Operating | 161 | 161 | 65854.68 | 18.19 | 17.56 | 0.63 | 0.63 | 0 | 9.65 | 19.32 | 6866 | 15249686 | 1376703 | 97.35 | 0.0084 | 0.0006 | 118.8571 | N
Waterford Energy Facility | CTG3 | Natural Gas | Combined Cycle | Operating | 161 | 161 | 66015.68 | 18.19 | 17.56 | 0.63 | 0.63 | 0 | 9.65 | 19.35 | 6866 | 14827225 | 1338894 | 94.67 | 0.0083 | 0.0006 | 118.8568 | N
Waterford Energy Facility | ST1 | Natural Gas | Combined Cycle | Operating | 367 | 367 | 66382.68 | 18.19 | 17.56 | 0.63 | 0.63 | 0 | 9.65 | 19.61 | 6866 | 0 | 2485632 | 77.1 | 0.0084 | 0.0006 | 118.857 | N
Park 500 Philip Morris USA | TG3 | Natural Gas | Steam Turbine | Operating | 11.5 | 11.5 | 66394.18 | 18.21 | 15.28 | 2.93 | 2.93 | 0 | 11.17 | NA | 5365 | NA | NA | NA | 0.153 | 0.029 | 120.44 | Y
Covington Facility | GEN5 | Coal | Steam Turbine | Operating | 32.5 | 32.5 | 66426.68 | 18.24 | 12.9 | 5.34 | 5.34 | 0 | 20.68 | 21.62 | 5832 | 1159613 | 198827 | 69.65 | 0.0837 | 0.48 | 205.84 | Y
University of Notre Dame | GEN1 | Natural Gas | Steam Turbine | Operating | 3 | 3 | 66429.68 | 18.24 | 15.31 | 2.93 | 2.93 | 0 | 11.17 | NA | 5706 | NA | NA | NA | 0.153 | 0.029 | 120.44 | Y
Covington Facility | GEN4 | Biomass | Steam Turbine | Operating | 32.5 | 32.5 | 66462.18 | 18.25 | 12.91 | 5.34 | 5.34 | 0 | 20.68 | 21.47 | 5838 | 1219942 | 208970 | 73.2 | 0.303 | 0.029 | 120.44 | Y
University of Notre Dame | GEN2 | Natural Gas | Steam Turbine | Operating | 1.7 | 1.7 | 66463.88 | 18.26 | 15.32 | 2.93 | 2.93 | 0 | 11.17 | NA | 5710 | NA | NA | NA | 0.153 | 0.029 | 120.44 | Y
Morris Power | STG1 | Natural Gas | Combined Cycle | Operating | 62 | 62 | 66525.88 | 18.38 | 15.58 | 2.8 | 2.8 | 0 | 15.98 | 29.3 | 5863 | 528506 | 90648 | 16.64 | 0.058 | 0.0006 | 118.4 | Y
Morris Power | UNT1 | Natural Gas | Combined Cycle | Operating | 41.6 | 41.6 | 66567.48 | 18.38 | 15.58 | 2.8 | 2.8 | 0 | 15.98 | 23.26 | 5863 | 805747 | 136087 | 37.24 | 0.052 | 0.0006 | 118.4 | Y
Morris Power | UNT2 | Natural Gas | Combined Cycle | Operating | 41.6 | 41.6 | 66609.08 | 18.38 | 15.58 | 2.8 | 2.8 | 0 | 15.98 | 23.1 | 5863 | 824627 | 140749 | 38.52 | 0.0496 | 0.0006 | 118.4 | Y
Morris Power | UNT3 | Natural Gas | Combined Cycle | Operating | 41.6 | 41.6 | 66650.68 | 18.38 | 15.58 | 2.8 | 2.8 | 0 | 15.98 | 21.46 | 5863 | 1260421 | 215694 | 59.03 | 0.0672 | 0.0006 | 118.4 | Y
Elkhart | 1 | Water | Hydro | Operating | 1.1 | 1.1 | 66651.78 | 18.39 | 0 | 18.39 | 18.39 | 0 | 354.78 | 68.51 | NA | NA | 7787 | 80.6 | NA | NA | NA | N
Elkhart | 2 | Water | Hydro | Operating | 0.5 | 0.5 | 66652.28 | 18.39 | 0 | 18.39 | 18.39 | 0 | 354.78 | 68.51 | NA | NA | 3540 | 80.6 | NA | NA | NA | N
Elkhart | 3 | Water | Hydro | Operating | 0.5 | 0.5 | 66652.78 | 18.39 | 0 | 18.39 | 18.39 | 0 | 354.78 | 68.51 | NA | NA | 3540 | 80.6 | NA | NA | NA | N
Linden CC | 1001 | Natural Gas | Combined Cycle | Operating | 252.7 | 252.7 | 66905.48 | 18.42 | 17.6 | 0.82 | 0.82 | 0 | 9.07 | 20.23 | 7242 | 2062254 | 1265100 | 56.99 | 0.0052 | 0.0006 | 119.002 | N
Linden CC | 1101 | Natural Gas | Combined Cycle | Operating | 190 | 190 | 67095.48 | 18.42 | 17.6 | 0.82 | 0.82 | 0 | 9.07 | 20 | 7242 | 11744470 | 1088046 | 65.19 | 0.0046 | 0.0006 | 118.8567 | N
Linden CC | 1201 | Natural Gas | Combined Cycle | Operating | 190 | 190 | 67285.48 | 18.42 | 17.6 | 0.82 | 0.82 | 0 | 9.07 | 20.26 | 7242 | 10113862 | 933748 | 55.95 | 0.0056 | 0.0006 | 119.0934 | N
Linden CC | 2001 | Natural Gas | Combined Cycle | Operating | 252.7 | 252.7 | 67538.18 | 18.42 | 17.6 | 0.82 | 0.82 | 0 | 9.07 | 20.33 | 7242 | 1824006 | 1197175 | 53.93 | 0.0052 | 0.0006 | 119.002 | N
Linden CC | 2101 | Natural Gas | Combined Cycle | Operating | 190 | 190 | 67728.18 | 18.42 | 17.6 | 0.82 | 0.82 | 0 | 9.07 | 20.33 | 7242 | 9762484 | 897568 | 53.78 | 0.0055 | 0.0006 | 119.2057 | N
Linden CC | 2201 | Natural Gas | Combined Cycle | Operating | 190 | 190 | 67918.18 | 18.42 | 17.6 | 0.82 | 0.82 | 0 | 9.07 | 20.21 | 7242 | 10401437 | 957705 | 57.38 | 0.0052 | 0.0006 | 118.8878 | N
Radford Army Ammunition | GEN4 | Coal | Steam Turbine | Operating | 5.6 | 5.6 | 67923.78 | 18.59 | 16.02 | 2.58 | 2.58 | 0 | 27.31 | NA | 6912 | NA | NA | NA | 0.199 | 0.48 | 205.84 | Y
M & M Mars - Chicago | 1 | Natural Gas | Combustion Turbine | Operating | 3.8 | 3.8 | 67927.58 | 18.63 | 16.75 | 1.88 | 1.88 | 0 | 13.98 | NA | 6243 | NA | NA | NA | 0.059 | 0.002 | 119.31 | Y
Bunge Foods | 1 | Natural Gas | Combustion Turbine | Operating | 4 | 4 | 67931.58 | 18.7 | 16.84 | 1.86 | 1.86 | 0 | 13.98 | NA | 6276 | NA | NA | NA | 0.059 | 0.002 | 119.31 | Y
Radford Army Ammunition | GEN2 | Coal | Steam Turbine | Operating | 5.6 | 5.6 | 67937.18 | 18.86 | 16.29 | 2.58 | 2.58 | 0 | 27.31 | NA | 7029 | NA | NA | NA | 0.199 | 0.48 | 205.84 | Y
Bayonne Cogeneration | GTG1 | Natural Gas | Combined Cycle | Operating | 39.41 | 39.41 | 67976.59 | 18.93 | 13.8 | 5.13 | 5.13 | 0 | 21.2 | NA | 5733 | NA | NA | NA | 0.0339 | 0.0006 | 118.8525 | Y
Bayonne Cogeneration | GTG2 | Natural Gas | Combined Cycle | Operating | 39.41 | 39.41 | 68016 | 18.93 | 13.8 | 5.13 | 5.13 | 0 | 21.2 | NA | 5733 | NA | NA | NA | 0.037 | 0.0006 | 118.8602 | Y
Bayonne Cogeneration | GTG3 | Natural Gas | Combined Cycle | Operating | 39.41 | 39.41 | 68055.41 | 18.93 | 13.8 | 5.13 | 5.13 | 0 | 21.2 | NA | 5733 | NA | NA | NA | 0.0356 | 0.0006 | 118.858 | Y
Bayonne Cogeneration | STG1 | Natural Gas | Combined Cycle | Operating | 55.76 | 55.76 | 68111.17 | 18.93 | 13.8 | 5.13 | 5.13 | 0 | 21.2 | NA | 5733 | NA | NA | NA | 0.0355 | 0.0006 | 118.8569 | Y
Allegheny Energy Units 12 & 13 (Chambersburg) | UN12 | Natural Gas | Combustion Turbine | Operating | 44 | 44 | 68155.17 | 19.11 | 17.24 | 1.87 | 1.87 | 0 | 3.62 | NA | 10231 | NA | NA | NA | 0.0799 | 0.0007 | 118.854 | N
Allegheny Energy Units 12 & 13 (Chambersburg) | UN13 | Natural Gas | Combustion Turbine | Operating | 44 | 44 | 68199.17 | 19.3 | 17.44 | 1.87 | 1.87 | 0 | 3.62 | NA | 10345 | NA | NA | NA | 0.0809 | 0.0007 | 118.8615 | N
Armstrong County | 1 | Natural Gas | Combustion Turbine | Operating | 169 | 169 | 68368.17 | 19.31 | 17.75 | 1.56 | 1.56 | 0 | 3.15 | 21.1 | 10351 | 3087529 | 298288 | 20.09 | 0.0295 | 0.0006 | 118.8995 | N
Chesterfield CC | CT7 | Natural Gas | Combined Cycle | Operating | 166 | 166 | 68534.17 | 19.38 | 17.77 | 1.61 | 1.61 | 0 | 24.42 | 24.58 | 7406 | 8921294 | 780019 | 53.49 | 0.1241 | 0.0006 | 59.4191 | N
Chesterfield CC | CT8 | Natural Gas | Combined Cycle | Operating | 175 | 175 | 68709.17 | 19.38 | 17.77 | 1.61 | 1.61 | 0 | 24.42 | 24.75 | 7406 | 8870659 | 796157 | 51.79 | 0.1272 | 0.0006 | 118.8714 | N
Chesterfield CC | CW7 | Natural Gas | Combined Cycle | Operating | 74.4 | 74.4 | 68783.57 | 19.38 | 17.77 | 1.61 | 1.61 | 0 | 24.42 | 23.92 | 7406 | 0 | 400232 | 61.24 | 0.1257 | 0.0006 | 59.4191 | N
Chesterfield CC | CW8 | Natural Gas | Combined Cycle | Operating | 79.2 | 79.2 | 68862.77 | 19.38 | 17.77 | 1.61 | 1.61 | 0 | 24.42 | 23.92 | 7406 | 0 | 426052 | 61.24 | 0.1257 | 0.0006 | 59.4191 | N
Armstrong County | 2 | Natural Gas | Combustion Turbine | Operating | 169 | 169 | 69031.77 | 19.39 | 17.83 | 1.56 | 1.56 | 0 | 3.15 | 21.17 | 10398 | 3113532 | 299443 | 20.17 | 0.03 | 0.0006 | 118.8861 | N
Armstrong County | 3 | Natural Gas | Combustion Turbine | Operating | 169 | 169 | 69200.77 | 19.47 | 17.91 | 1.56 | 1.56 | 0 | 3.15 | 21.23 | 10442 | 3150078 | 301682 | 20.32 | 0.0318 | 0.0006 | 118.9986 | N
Armstrong County | 4 | Natural Gas | Combustion Turbine | Operating | 169 | 169 | 69369.77 | 19.54 | 17.98 | 1.56 | 1.56 | 0 | 3.15 | 21.49 | 10482 | 2856439 | 272498 | 18.36 | 0.0293 | 0.0006 | 118.8904 | N
Hanging Rock | 1GT1 | Natural Gas | Combined Cycle | Operating | 187 | 187 | 69556.77 | 19.58 | 18.95 | 0.62 | 0.62 | 0 | 9.19 | 20.86 | 7251 | 14253954 | 1341882 | 81.69 | 0.0096 | 0.0006 | 118.8574 | N
Hanging Rock | 1GT2 | Natural Gas | Combined Cycle | Operating | 187 | 187 | 69743.77 | 19.58 | 18.95 | 0.62 | 0.62 | 0 | 9.19 | 20.78 | 7251 | 15135138 | 1427807 | 86.92 | 0.0096 | 0.0006 | 118.8572 | N
Hanging Rock | 1ST | Natural Gas | Combined Cycle | Operating | 309 | 309 | 70052.77 | 19.58 | 18.95 | 0.62 | 0.62 | 0 | 9.19 | 20.94 | 7251 | 5189251 | 2077632 | 76.55 | 0.0099 | 0.0006 | 118.8572 | N
Hanging Rock | 2GT1 | Natural Gas | Combined Cycle | Operating | 187 | 187 | 70239.77 | 19.58 | 18.95 | 0.62 | 0.62 | 0 | 9.19 | 20.81 | 7251 | 15583716 | 1397150 | 85.06 | 0.0097 | 0.0006 | 118.8571 | N
Hanging Rock | 2GT2 | Natural Gas | Combined Cycle | Operating | 187 | 187 | 70426.77 | 19.58 | 18.95 | 0.62 | 0.62 | 0 | 9.19 | 20.84 | 7251 | 13892285 | 1364739 | 83.08 | 0.0106 | 0.0006 | 118.8572 | N
Hanging Rock | 2ST | Natural Gas | Combined Cycle | Operating | 309 | 309 | 70735.77 | 19.58 | 18.95 | 0.62 | 0.62 | 0 | 9.19 | 20.92 | 7251 | 6407981 | 2107761 | 77.66 | 0.0099 | 0.0006 | 118.8572 | N
Washington Generating Facility | CT1 | Natural Gas | Combined Cycle | Operating | 198.5 | 198.5 | 70934.27 | 19.63 | 18.85 | 0.78 | 0.78 | 0 | 10.03 | 21.23 | 7369 | 13520556 | 1244541 | 71.38 | 0.0101 | 0.0006 | 118.8567 | N
Washington Generating Facility | CT2 | Natural Gas | Combined Cycle | Operating | 198.5 | 198.5 | 71132.77 | 19.63 | 18.85 | 0.78 | 0.78 | 0 | 10.03 | 21.24 | 7369 | 13344260 | 1233932 | 70.77 | 0.0101 | 0.0006 | 118.8568 | N
Washington Generating Facility | ST1 | Natural Gas | Combined Cycle | Operating | 298 | 298 | 71430.77 | 19.63 | 18.85 | 0.78 | 0.78 | 0 | 10.03 | 21.2 | 7369 | 5385664 | 1897868 | 72.5 | 0.0101 | 0.0006 | 118.8568 | N
Longview Power | MKA01 | Coal | Steam Turbine | Operating | 700 | 700 | 72130.77 | 19.73 | 17.75 | 1.98 | 1.98 | 0 | 28.65 | 23.53 | 8830 | 46650662 | 5283452 | 85.93 | 0.0624 | 0.0838 | 205.1999 | N
Holcomb Rock | HG1 | Water | Hydro | Operating | 0.6 | 0.6 | 72131.37 | 19.78 | 0 | 19.78 | 19.78 | 0 | 110.78 | NA | NA | NA | NA | NA | NA | NA | NA | N
Holcomb Rock | HG2 | Water | Hydro | Operating | 0.6 | 0.6 | 72131.97 | 19.78 | 0 | 19.78 | 19.78 | 0 | 110.78 | NA | NA | NA | NA | NA | NA | NA | NA | N
Holcomb Rock | HG3 | Water | Hydro | Operating | 0.6 | 0.6 | 72132.57 | 19.78 | 0 | 19.78 | 19.78 | 0 | 110.78 | NA | NA | NA | NA | NA | NA | NA | NA | N
Dover CT Energy Center | KD-2 | Natural Gas | Combustion Turbine | Operating | 50 | 50 | 72182.57 | 19.8 | 16.12 | 3.68 | 3.68 | 0 | 3.99 | NA | 8239 | NA | NA | NA | 0.0827 | 0.0006 | 125.2416 | Y
Covert | 1 | Natural Gas | Combined Cycle | Operating | 264 | 264 | 72446.57 | 19.83 | 18.97 | 0.86 | 0.86 | 0 | 9.21 | 21.69 | 7072 | 14310094 | 1309807 | 56.48 | 0.0078 | 0.0006 | 118.8567 | N
Covert | 1A | Natural Gas | Combined Cycle | Operating | 147 | 147 | 72593.57 | 19.83 | 18.97 | 0.86 | 0.86 | 0 | 9.21 | 21.73 | 7072 | 113188 | 713545 | 55.26 | 0.0084 | 0.0006 | 118.857 | N
Covert | 2 | Natural Gas | Combined Cycle | Operating | 264 | 264 | 72857.57 | 19.83 | 18.97 | 0.86 | 0.86 | 0 | 9.21 | 21.93 | 7072 | 12608302 | 1162634 | 50.14 | 0.0083 | 0.0006 | 118.8574 | N
Covert | 2A | Natural Gas | Combined Cycle | Operating | 147 | 147 | 73004.57 | 19.83 | 18.97 | 0.86 | 0.86 | 0 | 9.21 | 21.95 | 7072 | 66291 | 638699 | 49.46 | 0.0084 | 0.0006 | 118.857 | N
Covert | 3 | Natural Gas | Combined Cycle | Operating | 264 | 264 | 73268.57 | 19.83 | 18.97 | 0.86 | 0.86 | 0 | 9.21 | 21.58 | 7072 | 15150231 | 1393766 | 60.1 | 0.009 | 0.0006 | 118.8568 | N
Covert | 3A | Natural Gas | Combined Cycle | Operating | 147 | 147 | 73415.57 | 19.83 | 18.97 | 0.86 | 0.86 | 0 | 9.21 | 21.6 | 7072 | 65748 | 764528 | 59.21 | 0.0084 | 0.0006 | 118.857 | N
Millville | 1 | Water | Hydro | Operating | 0.8 | 0.8 | 73416.37 | 20.04 | 0 | 20.04 | 20.04 | 0 | 110.78 | NA | NA | NA | NA | NA | NA | NA | NA | N
Millville | 2 | Water | Hydro | Operating | 1 | 1 | 73417.37 | 20.04 | 0 | 20.04 | 20.04 | 0 | 110.78 | NA | NA | NA | NA | NA | NA | NA | NA | N
Millville | 3 | Water | Hydro | Operating | 1.2 | 1.2 | 73418.57 | 20.04 | 0 | 20.04 | 20.04 | 0 | 110.78 | NA | NA | NA | NA | NA | NA | NA | NA | N
Lakewood Cogeneration, LP | GEN1 | Natural Gas | Combined Cycle | Operating | 84.9 | 84.9 | 73503.47 | 20.15 | 18.35 | 1.8 | 1.8 | 0 | 15.3 | 23.43 | 8075 | 4606274 | 396215 | 53.13 | 0.0178 | 0.0007 | 118.9919 | Y
Lakewood Cogeneration, LP | GEN2 | Natural Gas | Combined Cycle | Operating | 83.9 | 83.9 | 73587.37 | 20.15 | 18.35 | 1.8 | 1.8 | 0 | 15.3 | 23.3 | 8075 | 4929149 | 407809 | 55.34 | 0.0201 | 0.0006 | 118.9271 | Y
Lakewood Cogeneration, LP | GEN3 | Natural Gas | Combined Cycle | Operating | 82.2 | 82.2 | 73669.57 | 20.15 | 18.35 | 1.8 | 1.8 | 0 | 15.3 | 23.49 | 8075 | 0 | 376826 | 52.19 | 0.019 | 0.0007 | 118.959 | Y
Cardinal | 1 | Coal | Steam Turbine | Operating | 580 | 580 | 74249.57 | 20.17 | 17.44 | 2.73 | 2.73 | 0 | 28.1 | 24.76 | 9628 | 34128820 | 3544793 | 69.58 | 0.0864 | 0.2243 | 205.1981 | N
Wabash Valley Power IGCC | 1 | Other Fuel | Combined Cycle | Retired | 42.5 | 42.5 | 74292.07 | 20.19 | 17.94 | 2.24 | 2.24 | 0 | 31.97 | 37.05 | 9725 | 683463 | 80592 | 51.98 | 0.076 | 0.1112 | 252.8827 | N
Wabash Valley Power IGCC | 1A | Other Fuel | Combined Cycle | Operating | 34 | 34 | 74326.07 | 20.19 | 17.94 | 2.24 | 2.24 | 0 | 31.97 | 25.91 | 9725 | 4324332 | 189905 | 63.59 | 0.076 | 0.1112 | 252.8827 | N
Bergen | 1101 | Natural Gas | Combined Cycle | Operating | 110 | 110 | 74436.07 | 20.21 | 18.7 | 1.51 | 1.51 | 0 | 12.18 | 24.65 | 7729 | 4007960 | 301747 | 31.23 | 0.0345 | 0.0006 | 119.2849 | N
Bergen | 1201 | Natural Gas | Combined Cycle | Operating | 110 | 110 | 74546.07 | 20.21 | 18.7 | 1.51 | 1.51 | 0 | 12.18 | 23.34 | 7729 | 5402870 | 427832 | 44.28 | 0.0299 | 0.0006 | 118.8646 | N
Bergen | 1301 | Natural Gas | Combined Cycle | Operating | 110 | 110 | 74656.07 | 20.21 | 18.7 | 1.51 | 1.51 | 0 | 12.18 | 26.13 | 7729 | 2946538 | 226401 | 23.43 | 0.0278 | 0.0006 | 118.8567 | N
Bergen | 1401 | Natural Gas | Combined Cycle | Operating | 110 | 110 | 74766.07 | 20.21 | 18.7 | 1.51 | 1.51 | 0 | 12.18 | 24.27 | 7729 | 4111885 | 329862 | 34.14 | 0.0276 | 0.0006 | 118.9284 | N
Bergen | 1501 | Natural Gas | Combined Cycle | Operating | 193 | 193 | 74959.07 | 20.21 | 18.7 | 1.51 | 1.51 | 0 | 12.18 | 24.11 | 7729 | 0 | 603381 | 35.59 | 0.0159 | 0.0006 | 118.9302 | N
Bergen | 2101 | Natural Gas | Combined Cycle | Operating | 168 | 168 | 75127.07 | 20.21 | 18.7 | 1.51 | 1.51 | 0 | 12.18 | 22.4 | 7729 | 10232357 | 935696 | 63.41 | 0.0048 | 0.0006 | 118.9225 | N
Bergen | 2201 | Natural Gas | Combined Cycle | Operating | 168 | 168 | 75295.07 | 20.21 | 18.7 | 1.51 | 1.51 | 0 | 12.18 | 22.43 | 7729 | 10155969 | 920848 | 62.4 | 0.0049 | 0.0006 | 118.8577 | N
Bergen | 2301 | Natural Gas | Combined Cycle | Operating | 224 | 224 | 75519.07 | 20.21 | 18.7 | 1.51 | 1.51 | 0 | 12.18 | 22.64 | 7729 | 783665 | 1124360 | 57.14 | 0.0159 | 0.0006 | 118.9302 | N
Allegheny Energy Units 1 and 2 (Springdale) | UNT1 | Natural Gas | Combustion Turbine | Operating | 44 | 44 | 75563.07 | 20.27 | 17.66 | 2.6 | 2.6 | 0 | 3.69 | NA | 10372 | NA | NA | NA | 0.0767 | 0.0007 | 118.8516 | N
Cardinal | 2 | Coal | Steam Turbine | Operating | 590 | 590 | 76153.07 | 20.29 | 17.57 | 2.73 | 2.73 | 0 | 28.1 | 25.69 | 9698 | 29811458 | 3073904 | 59.31 | 0.0784 | 0.2728 | 205.2 | N
Elkton Facility | GEN1 | Natural Gas | Steam Turbine | Operating | 2.6 | 2.6 | 76155.67 | 20.37 | 17.43 | 2.93 | 2.93 | 0 | 11.17 | NA | 6122 | NA | NA | NA | 0.153 | 0.029 | 120.44 | Y
Elkton Facility | GEN5 | Natural Gas | Steam Turbine | Operating | 0.1 | 0.1 | 76155.77 | 20.37 | 17.43 | 2.93 | 2.93 | 0 | 11.17 | NA | 6122 | NA | NA | NA | 0.153 | 0.029 | 120.44 | Y
Allegheny Energy Units 1 and 2 (Springdale) | UNT2 | Natural Gas | Combustion Turbine | Operating | 44 | 44 | 76199.77 | 20.48 | 17.87 | 2.6 | 2.6 | 0 | 3.69 | NA | 10495 | NA | NA | NA | 0.0711 | 0.0007 | 118.859 | N
Bruce Mansfield | 1 | Coal | Steam Turbine | Operating | 830 | 830 | 77029.77 | 20.52 | 17.64 | 2.88 | 2.88 | 0 | 28.41 | 28.61 | 9677 | 28179238 | 2912106 | 39.94 | 0.1525 | 0.2787 | 209.7599 | N
Howard Down CT (West Avenue) | 11 | Natural Gas | Combustion Turbine | Operating | 60.4 | 60.4 | 77090.17 | 20.56 | 19.12 | 1.44 | 1.44 | 0 | 3.27 | NA | 9770 | NA | NA | NA | 0.0126 | 0.0005 | 118.865 | N
Eagle Point Cogeneration | GTG1 | Natural Gas | Combined Cycle | Operating | 90 | 90 | 77180.17 | 20.59 | 17.54 | 3.06 | 3.06 | 0 | 17.12 | 26.23 | 8961 | 2448835 | 273290 | 34.57 | 0.0252 | 0.0006 | 118.8566 | Y
Eagle Point Cogeneration | GTG2 | Natural Gas | Combined Cycle | Operating | 90 | 90 | 77270.17 | 20.59 | 17.54 | 3.06 | 3.06 | 0 | 17.12 | 26.53 | 8961 | 2324364 | 259399 | 32.81 | 0.025 | 0.0006 | 118.8576 | Y
Eagle Point Cogeneration | STG1 | Natural Gas | Combined Cycle | Operating | 45 | 45 | 77315.17 | 20.59 | 17.54 | 3.06 | 3.06 | 0 | 17.12 | 24.72 | 8961 | 1674301 | 186852 | 47.27 | 0.0251 | 0.0006 | 118.8571 | Y
Eagle Point Cogeneration | STG2 | Natural Gas | Combined Cycle | Operating | 26.8 | 26.8 | 77341.97 | 20.59 | 17.54 | 3.06 | 3.06 | 0 | 17.12 | 35.92 | 8961 | 268217 | 29933 | 18.99 | 0.0251 | 0.0006 | 118.8571 | Y
Prairie State Energy Campus | PC2 | Coal | Steam Turbine | Operating | 25.38 | 25.38 | 77367.35 | 20.61 | 13 | 7.6 | 7.59 | 0.01 | 62.68 | 30.61 | 9314 | 1481748 | 159084 | 71.36 | 0.0633 | 0.158 | 205.2 | N
Colver Power Project | COLV | Coal | Steam Turbine | Operating | 110 | 110 | 77477.35 | 20.74 | 18.26 | 2.47 | 2.47 | 0 | 23.26 | NA | 11090 | NA | NA | NA | 0.1584 | 0.5122 | 216.77 | N
Pleasants | 2 | Coal | Steam Turbine | Operating | 650 | 650 | 78127.35 | 20.77 | 18.12 | 2.65 | 2.65 | 0 | 28.07 | 26.54 | 10303 | 32575723 | 3161732 | 55.38 | 0.2309 | 0.3061 | 209.7599 | N
Prairie State Energy Campus | PC1 | Coal | Steam Turbine | Operating | 25.25 | 25.25 | 78152.6 | 20.77 | 13.17 | 7.6 | 7.59 | 0.01 | 62.68 | 30.02 | 9431 | 1614275 | 171171 | 77.17 | 0.0636 | 0.1513 | 205.1999 | N
Ebensburg Power Company | GEN1 | Coal | Steam Turbine | Operating | 50 | 50 | 78202.6 | 20.84 | 18.26 | 2.58 | 2.58 | 0 | 27.31 | NA | 15021 | NA | NA | NA | 0.1012 | 0.5598 | 226.8588 | Y
Morgantown Energy Facility | GEN1 | Coal | Steam Turbine | Operating | 50 | 50 | 78252.6 | 20.84 | 18.26 | 2.58 | 2.58 | 0 | 27.31 | NA | 8772 | NA | NA | NA | 0.3311 | 0.3189 | 216.77 | Y
Mount Carmel Cogeneration | TG1 | Coal | Steam Turbine | Operating | 40 | 40 | 78292.6 | 20.84 | 18.26 | 2.58 | 2.58 | 0 | 27.31 | NA | 12065 | NA | NA | NA | 0.0756 | 0.1943 | 235.481 | Y
Northeastern Power Cogeneration Facility | GEN1 | Coal | Steam Turbine | Operating | 52 | 52 | 78344.6 | 20.84 | 18.26 | 2.58 | 2.58 | 0 | 27.31 | NA | 14726 | NA | NA | NA | 0.0624 | 0.1751 | 233.6979 | Y
Westwood Generating Station | GEN1 | Coal | Steam Turbine | Operating | 30 | 30 | 78374.6 | 20.84 | 18.26 | 2.58 | 2.58 | 0 | 27.31 | NA | 16143 | NA | NA | NA | 0.1149 | 0.1867 | 234.8935 | N
Wheelabrator Frackville Energy Company | GEN1 | Coal | Steam Turbine | Operating | 42.5 | 42.5 | 78417.1 | 20.84 | 18.26 | 2.58 | 2.58 | 0 | 27.31 | NA | 14768 | NA | NA | NA | 0.1233 | 0.185 | 224.5871 | Y
Powerton | 5 | Coal | Steam Turbine | Operating | 769 | 769 | 79186.1 | 20.85 | 16.59 | 4.26 | 4.26 | 0 | 28.06 | 29.74 | 11653 | 28292218 | 2427858 | 35.94 | 0.106 | 0.3057 | 212.385 | N
Handsome Lake Energy | GT02 | Natural Gas | Combustion Turbine | Operating | 53.5 | 53.5 | 79239.6 | 20.86 | 17.98 | 2.88 | 2.88 | 0 | 3.29 | 27.85 | 10560 | 266397 | 25227 | 5.37 | 0.0942 | 0.0007 | 117.7705 | N
Luke Mill | GEN2 | Coal | Steam Turbine | Operating | 24 | 24 | 79263.6 | 20.87 | 11.67 | 9.2 | 9.2 | 0 | 13.42 | 24.06 | 12298 | 1241510 | 100956 | 41.05 | 0.199 | 0.48 | 205.84 | Y
Kendall County Generation Facility | CTG1 | Natural Gas | Combined Cycle | Operating | 190 | 190 | 79453.6 | 20.88 | 20.11 | 0.78 | 0.78 | 0 | 9.29 | 22.28 | 7494 | 13525581 | 1267679 | 75.96 | 0.009 | 0.0006 | 118.8571 | N
Kendall County Generation Facility | CTG2 | Natural Gas | Combined Cycle | Operating | 190 | 190 | 79643.6 | 20.88 | 20.11 | 0.78 | 0.78 | 0 | 9.29 | 22.36 | 7494 | 12977031 | 1197517 | 71.75 | 0.0102 | 0.0006 | 118.857 | N
Kendall County Generation Facility | CTG3 | Natural Gas | Combined Cycle | Operating | 153.34 | 153.34 | 79796.94 | 20.88 | 20.11 | 0.78 | 0.78 | 0 | 9.29 | 22.43 | 7494 | 9943518 | 919287 | 68.25 | 0.0111 | 0.0006 | 118.8565 | N
Kendall County Generation Facility | CTG4 | Natural Gas | Combined Cycle | Operating | 210 | 210 | 80006.94 | 20.88 | 20.11 | 0.78 | 0.78 | 0 | 9.29 | 22.73 | 7494 | 11655908 | 1058407 | 57.38 | 0.0102 | 0.0006 | 118.8565 | N
Kendall County Generation Facility | STG1 | Natural Gas | Combined Cycle | Operating | 125 | 125 | 80131.94 | 20.88 | 20.11 | 0.78 | 0.78 | 0 | 9.29 | 22.71 | 7494 | 586038 | 637746 | 58.08 | 0.0101 | 0.0006 | 118.8568 | N
Kendall County Generation Facility | STG2 | Natural Gas | Combined Cycle | Operating | 125 | 125 | 80256.94 | 20.88 | 20.11 | 0.78 | 0.78 | 0 | 9.29 | 22.79 | 7494 | 780263 | 610354 | 55.59 | 0.0101 | 0.0006 | 118.8568 | N
Kendall County Generation Facility | STG3 | Natural Gas | Combined Cycle | Operating | 91.28 | 91.28 | 80348.22 | 20.88 | 20.11 | 0.78 | 0.78 | 0 | 9.29 | 22.82 | 7494 | 92904 | 437385 | 54.55 | 0.0101 | 0.0006 | 118.8568 | N
Kendall County Generation Facility | STG4 | Natural Gas | Combined Cycle | Operating | 125 | 125 | 80473.22 | 20.88 | 20.11 | 0.78 | 0.78 | 0 | 9.29 | 22.94 | 7494 | 649690 | 565643 | 51.52 | 0.0101 | 0.0006 | 118.8568 | N
Allegheny Energy Units 8 and 9 (Gans Plant) | UNT9 | Natural Gas | Combustion Turbine | Operating | 44 | 44 | 80517.22 | 20.89 | 16.96 | 3.93 | 3.93 | 0 | 3.65 | NA | 9960 | NA | NA | NA | 0.0736 | 0.0007 | 118.8524 | N
Handsome Lake Energy | GT03 | Natural Gas | Combustion Turbine | Operating | 53.5 | 53.5 | 80570.72 | 20.96 | 18.08 | 2.88 | 2.88 | 0 | 3.29 | 30.6 | 10615 | 193918 | 18269 | 3.89 | 0.1317 | 0.0007 | 117.8481 | N
Allegheny Energy Units 8 and 9 (Gans Plant) | UNT8 | Natural Gas | Combustion Turbine | Operating | 44 | 44 | 80614.72 | 20.99 | 17.06 | 3.93 | 3.93 | 0 | 3.65 | NA | 10020 | NA | NA | NA | 0.0759 | 0.0006 | 118.8575 | N
East Campus Plant | CT1 | Natural Gas | Combustion Turbine | Operating | 8.4 | 8.4 | 80623.12 | 21 | 19.56 | 1.44 | 1.44 | 0 | 4.6 | NA | 11605 | NA | NA | NA | 0.059 | 0.002 | 119.31 | Y
Handsome Lake Energy | GT01 | Natural Gas | Combustion Turbine | Operating | 53.5 | 53.5 | 80676.62 | 21.01 | 18.13 | 2.88 | 2.88 | 0 | 3.29 | 28.64 | 10644 | 245709 | 23084 | 4.91 | 0.1007 | 0.0007 | 117.9344 | N
St. Nicholas Cogeneration | SNCP | Coal | Steam Turbine | Operating | 87.8 | 87.8 | 80764.42 | 21.06 | 18.26 | 2.8 | 2.8 | 0 | 19.23 | NA | 13884 | NA | NA | NA | 0.0406 | 0.2347 | 243.7557 | Y
Oak Ridge | 1 | Biomass | Internal Combustion | Operating | 0.4 | 0.4 | 80764.82 | 21.07 | 3.97 | 17.11 | 17.11 | 0 | 3.42 | 21.65 | 12285 | NA | 2376 | 67.61 | NA | NA | NA | N
Oak Ridge | 2 | Biomass | Internal Combustion | Operating | 0.4 | 0.4 | 80765.22 | 21.07 | 3.97 | 17.11 | 17.11 | 0 | 3.42 | 21.65 | 12285 | NA | 2376 | 67.61 | NA | NA | NA | N
Oak Ridge | 3 | Biomass | Internal Combustion | Operating | 0.4 | 0.4 | 80765.62 | 21.07 | 3.97 | 17.11 | 17.11 | 0 | 3.42 | 21.65 | 12285 | NA | 2376 | 67.61 | NA | NA | NA | N
Oak Ridge | 4 | Biomass | Internal Combustion | Operating | 0.4 | 0.4 | 80766.02 | 21.07 | 3.97 | 17.11 | 17.11 | 0 | 3.42 | 21.65 | 12285 | NA | 2376 | 67.61 | NA | NA | NA | N
John B Rich Memorial Power Station | GEN1 | Coal | Steam Turbine | Operating | 80 | 80 | 80846.02 | 21.1 | 18.26 | 2.84 | 2.84 | 0 | 17.17 | NA | 7090 | NA | NA | NA | 0.0666 | 0.1765 | 257.007 | Y
Handsome Lake Energy | GT04 | Natural Gas | Combustion Turbine | Operating | 53.5 | 53.5 | 80899.52 | 21.12 | 18.24 | 2.88 | 2.88 | 0 | 3.29 | 23.23 | 10709 | 891307 | 83232 | 17.71 | 0.1183 | 0.0007 | 117.9077 | N
Powerton | 6 | Coal | Steam Turbine | Operating | 769 | 769 | 81668.52 | 21.12 | 16.86 | 4.26 | 4.26 | 0 | 28.06 | 31.29 | 11843 | 25123457 | 2121394 | 31.41 | 0.1111 | 0.2958 | 212.385 | N
Mother Ann Lee Hydro | 1 | Water | Hydro | Operating | 0.35 | 0.35 | 81668.87 | 21.17 | 0 | 21.17 | 21.17 | 0 | 110.78 | NA | NA | NA | NA | NA | NA | NA | NA | N
Mother Ann Lee Hydro | 2 | Water | Hydro | Operating | 0.45 | 0.45 | 81669.32 | 21.17 | 0 | 21.17 | 21.17 | 0 | 110.78 | NA | NA | NA | NA | NA | NA | NA | NA | N
Mother Ann Lee Hydro | 3 | Water | Hydro | Operating | 0.35 | 0.35 | 81669.67 | 21.17 | 0 | 21.17 | 21.17 | 0 | 110.78 | NA | NA | NA | NA | NA | NA | NA | NA | N
Holland Energy | CTG1 | Natural Gas | Combined Cycle | Operating | 44.48 | 44.48 | 81714.14 | 21.18 | 20.56 | 0.61 | 0.61 | 0 | 17.26 | 28.59 | 7581 | 1255315 | 103640 | 26.53 | 0.0154 | 0.0006 | 118.8572 | N
Holland Energy | CTG2 | Natural Gas | Combined Cycle | Operating | 44.9 | 44.9 | 81759.04 | 21.18 | 20.56 | 0.61 | 0.61 | 0 | 17.26 | 28.39 | 7581 | 1250556 | 107410 | 27.23 | 0.0151 | 0.0006 | 118.8574 | N
Holland Energy | STG1 | Natural Gas | Combined Cycle | Operating | 82.5 | 82.5 | 81841.54 | 21.18 | 20.56 | 0.61 | 0.61 | 0 | 17.26 | 31.95 | 7581 | 96089 | 132177 | 18.24 | 0.0153 | 0.0006 | 118.8573 | N
Mallard Lake Electric | 1 | Biomass | Combined Cycle | Operating | 4.2 | 4.2 | 81845.74 | 21.18 | 12.96 | 8.22 | 8.22 | 0 | 26.37 | NA | 13247 | NA | NA | NA | 0.169 | 0.029 | 114.79 | N
Mallard Lake Electric | 2 | Biomass | Combined Cycle | Operating | 4.2 | 4.2 | 81849.94 | 21.18 | 12.96 | 8.22 | 8.22 | 0 | 26.37 | NA | 13247 | NA | NA | NA | 0.169 | 0.029 | 114.79 | N
Mallard Lake Electric | 4 | Biomass | Combined Cycle | Operating | 8.4 | 8.4 | 81858.34 | 21.18 | 12.96 | 8.22 | 8.22 | 0 | 26.37 | NA | 13247 | NA | NA | NA | 0.169 | 0.029 | 114.79 | N
Middlesex Generating Facility | 100 | Biomass | Combined Cycle | Operating | 4.9 | 4.9 | 81863.24 | 21.18 | 12.96 | 8.22 | 8.22 | 0 | 26.37 | NA | 11314 | NA | NA | NA | 0.169 | 0.029 | 114.79 | Y
Middlesex Generating Facility | 200 | Biomass | Combined Cycle | Operating | 4.9 | 4.9 | 81868.14 | 21.18 | 12.96 | 8.22 | 8.22 | 0 | 26.37 | NA | 11314 | NA | NA | NA | 0.169 | 0.029 | 114.79 | Y
Middlesex Generating Facility | 300 | Biomass | Combined Cycle | Operating | 10.6 | 10.6 | 81878.74 | 21.18 | 12.96 | 8.22 | 8.22 | 0 | 26.37 | NA | 11314 | NA | NA | NA | 0.169 | 0.029 | 114.79 | Y
Summit Street Power Plant | GT-1 | Natural Gas | Combustion Turbine | Operating | 5.6 | 5.6 | 81884.34 | 21.2 | 19.76 | 1.44 | 1.44 | 0 | 5.93 | NA | 11606 | NA | NA | NA | 0.059 | 0.002 | 119.31 | Y
Summit Street Power Plant | GT-2 | Natural Gas | Combustion Turbine | Operating | 7.7 | 7.7 | 81892.04 | 21.2 | 19.76 | 1.44 | 1.44 | 0 | 5.93 | NA | 11606 | NA | NA | NA | 0.059 | 0.002 | 119.31 | Y
Pleasants | 1 | Coal | Steam Turbine | Operating | 650 | 650 | 82542.04 | 21.21 | 18.56 | 2.65 | 2.65 | 0 | 28.07 | 26.1 | 10555 | 39384365 | 3731292 | 65.35 | 0.219 | 0.2787 | 209.7598 | N
Cambria Cogeneration | GEN1 | Coal | Steam Turbine | Operating | 88 | 88 | 82630.04 | 21.25 | 18.26 | 2.99 | 2.99 | 0 | 19.7 | NA | 12049 | NA | NA | NA | 0.2402 | 0.5434 | 219.7472 | Y
Tenaska Virginia Generating | CTG1 | Natural Gas | Combined Cycle | Operating | 167 | 167 | 82797.04 | 21.26 | 20.49 | 0.78 | 0.78 | 0 | 9.49 | 22.85 | 7195 | 10538974 | 1000745 | 68.22 | 0.0065 | 0.0006 | 118.8618 | N
Tenaska Virginia Generating | CTG2 | Natural Gas | Combined Cycle | Operating | 167 | 167 | 82964.04 | 21.26 | 20.49 | 0.78 | 0.78 | 0 | 9.49 | 22.75 | 7195 | 11203029 | 1064828 | 72.59 | 0.0073 | 0.0006 | 118.8657 | N
Tenaska Virginia Generating | CTG3 | Natural Gas | Combined Cycle | Operating | 173 | 173 | 83137.04 | 21.26 | 20.49 | 0.78 | 0.78 | 0 | 9.49 | 22.83 | 7195 | 11045813 | 1048821 | 69.02 | 0.0061 | 0.0006 | 118.8635 | N
Tenaska Virginia Generating | STG1 | Natural Gas | Combined Cycle | Operating | 396 | 396 | 83533.04 | 21.26 | 20.49 | 0.78 | 0.78 | 0 | 9.49 | 23.06 | 7195 | 4677352 | 2092810 | 60.16 | 0.0067 | 0.0006 | 118.8637 | N
Gen J M Gavin | 2 | Coal | Steam Turbine | Operating | 1299 | 1299 | 84832.04 | 21.27 | 18.7 | 2.57 | 2.57 | 0 | 28.4 | 25.97 | 9721 | 76384029 | 7857831 | 68.87 | 0.1 | 0.2925 | 205.1999 | N
Archbald Power Station | GEN5 | Biomass | Combustion Turbine | Operating | 4.6 | 4.6 | 84836.64 | 21.31 | 19.87 | 1.44 | 1.44 | 0 | 3.86 | NA | 11384 | NA | NA | NA | 0.0764 | 0.0006 | 118.8703 | N
Archbald Power Station | GEN6 | Biomass | Combustion Turbine | Operating | 4.6 | 4.6 | 84841.24 | 21.31 | 19.87 | 1.44 | 1.44 | 0 | 3.86 | NA | 11384 | NA | NA | NA | 0.0764 | 0.0006 | 118.8703 | N
Broad Mountain Landfill Facility | GEN1 | Biomass | Combustion Turbine | Operating | 4.5 | 4.5 | 84845.74 | 21.31 | 19.87 | 1.44 | 1.44 | 0 | 5.2 | NA | 17307 | NA | NA | NA | 0.169 | 0.029 | 114.79 | N
Broad Mountain Landfill Facility | GEN2 | Biomass | Combustion Turbine | Operating | 4.5 | 4.5 | 84850.24 | 21.31 | 19.87 | 1.44 | 1.44 | 0 | 5.2 | NA | 17307 | NA | NA | NA | 0.169 | 0.029 | 114.79 | N
Countryside Genco | CS10 | Biomass | Combustion Turbine | Operating | 2 | 2 | 84852.24 | 21.31 | 19.87 | 1.44 | 1.44 | 0 | 4.29 | NA | 17956 | NA | NA | NA | 0.169 | 0.029 | 114.79 | N
Countryside Genco | CS7 | Biomass | Combustion Turbine | Operating | 2 | 2 | 84854.24 | 21.31 | 19.87 | 1.44 | 1.44 | 0 | 4.29 | NA | 17956 | NA | NA | NA | 0.169 | 0.029 | 114.79 | N
Countryside Genco | CS8 | Biomass | Combustion Turbine | Operating | 2 | 2 | 84856.24 | 21.31 | 19.87 | 1.44 | 1.44 | 0 | 4.29 | NA | 17956 | NA | NA | NA | 0.169 | 0.029 | 114.79 | N
Countryside Genco | CS9 | Biomass | Combustion Turbine | Operating | 2 | 2 | 84858.24 | 21.31 | 19.87 | 1.44 | 1.44 | 0 | 4.29 | NA | 17956 | NA | NA | NA | 0.169 | 0.029 | 114.79 | N
Dart Container Corp Cogen | LFGT1 | Biomass | Combustion Turbine | Operating | 5.2 | 5.2 | 84863.44 | 21.31 | 19.87 | 1.44 | 1.44 | 0 | 4.02 | NA | 13041 | NA | NA | NA | 0.169 | 0.029 | 114.79 | Y
Dart Container Corp Cogen | LFGT2 | Biomass | Combustion Turbine | Operating | 5.2 | 5.2 | 84868.64 | 21.31 | 19.87 | 1.44 | 1.44 | 0 | 4.02 | NA | 13041 | NA | NA | NA | 0.169 | 0.029 | 114.79 | Y
DC Water CHP | TURB1 | Biomass | Combustion Turbine | Operating | 4 | 4 | 84872.64 | 21.31 | 19.87 | 1.44 | 1.44 | 0 | 5.58 | NA | 13280 | NA | NA | NA | 0.414 | 0.047 | 206.45 | Y
DC Water CHP | TURB2 | Biomass | Combustion Turbine | Operating | 4 | 4 | 84876.64 | 21.31 | 19.87 | 1.44 | 1.44 | 0 | 5.58 | NA | 13280 | NA | NA | NA | 0.414 | 0.047 | 206.45 | Y
DC Water CHP | TURB3 | Biomass | Combustion Turbine | Operating | 4 | 4 | 84880.64 | 21.31 | 19.87 | 1.44 | 1.44 | 0 | 5.58 | NA | 13280 | NA | NA | NA | 0.414 | 0.047 | 206.45 | Y
Green Knight Energy Center | TG1 | Biomass | Combustion Turbine | Operating | 2.9 | 2.9 | 84883.54 | 21.31 | 19.87 | 1.44 | 1.44 | 0 | 8.13 | NA | 20810 | NA | NA | NA | 0.169 | 0.029 | 114.79 | N
Green Knight Energy Center | TG2 | Biomass | Combustion Turbine | Operating | 2.9 | 2.9 | 84886.44 | 21.31 | 19.87 | 1.44 | 1.44 | 0 | 8.13 | NA | 20810 | NA | NA | NA | 0.169 | 0.029 | 114.79 | N
Green Knight Energy Center | TG3 | Biomass | Combustion Turbine | Operating | 2.9 | 2.9 | 84889.34 | 21.31 | 19.87 | 1.44 | 1.44 | 0 | 8.13 | NA | 20810 | NA | NA | NA | 0.169 | 0.029 | 114.79 | N
Greene Valley Gas Recovery | GEN1 | Biomass | Combustion Turbine | Operating | 3.3 | 3.3 | 84892.64 | 21.31 | 19.87 | 1.44 | 1.44 | 0 | 12.09 | NA | 18512 | NA | NA | NA | 0.169 | 0.029 | 114.79 | N
Greene Valley Gas Recovery | GEN2 | Biomass | Combustion Turbine | Operating | 3.3 | 3.3 | 84895.94 | 21.31 | 19.87 | 1.44 | 1.44 | 0 | 12.09 | NA | 18512 | NA | NA | NA | 0.169 | 0.029 | 114.79 | N
King George Landfill Plant | GEN1 | Biomass | Combustion Turbine | Operating | 3.2 | 3.2 | 84899.14 | 21.31 | 19.87 | 1.44 | 1.44 | 0 | 4.33 | NA | 16604 | NA | NA | NA | 0.169 | 0.029 | 114.79 | N
King George Landfill Plant | GEN2 | Biomass | Combustion Turbine | Operating | 3.2 | 3.2 | 84902.34 | 21.31 | 19.87 | 1.44 | 1.44 | 0 | 4.33 | NA | 16604 | NA | NA | NA | 0.169 | 0.029 | 114.79 | N
King George Landfill Plant | GEN3 | Biomass | Combustion Turbine | Operating | 3.2 | 3.2 | 84905.54 | 21.31 | 19.87 | 1.44 | 1.44 | 0 | 4.33 | NA | 16604 | NA | NA | NA | 0.169 | 0.029 | 114.79 | N
King George Landfill Plant | GEN4 | Biomass | Combustion Turbine | Operating | 3.3 | 3.3 | 84908.84 | 21.31 | 19.87 | 1.44 | 1.44 | 0 | 4.33 | NA | 16604 | NA | NA | NA | 0.169 | 0.029 | 114.79 | N
Monmouth Landfill Gas to Energy Project | GEN1 | Biomass | Combustion Turbine | Operating | 4.1 | 4.1 | 84912.94 | 21.35 | 19.87 | 1.48 | 1.48 | 0 | 9.58 | NA | 15518 | NA | NA | NA | 0.169 | 0.029 | 114.79 | N
Monmouth Landfill Gas to Energy Project | GEN2 | Biomass | Combustion Turbine | Operating | 4.1 | 4.1 | 84917.04 | 21.35 | 19.87 | 1.48 | 1.48 | 0 | 9.58 | NA | 15518 | NA | NA | NA | 0.169 | 0.029 | 114.79 | N
Settler's Hill Gas Recovery | GEN1 | Biomass | Combustion Turbine | Operating | 3.3 | 3.3 | 84920.34 | 21.37 | 19.87 | 1.5 | 1.5 | 0 | 13.98 | NA | 17755 | NA | NA | NA | 0.169 | 0.029 | 114.79 | N
Settler's Hill Gas Recovery | GEN2 | Biomass | Combustion Turbine | Operating | 3.3 | 3.3 | 84923.64 | 21.37 | 19.87 | 1.5 | 1.5 | 0 | 13.98 | NA | 17755 | NA | NA | NA | 0.169 | 0.029 | 114.79 | N
Ladysmith Peaking | 5 | Natural Gas | Combustion Turbine | Operating | 183 | 183 | 85106.64 | 21.39 | 20.6 | 0.79 | 0.79 | 0 | 3.2 | 24.95 | 9595 | 1576939 | 164357 | 10.22 | 0.0372 | 0.0009 | 119.5386 | N
Jay County | 1 | Biomass | Internal Combustion | Operating | 0.4 | 0.4 | 85107.04 | 21.44 | 4.33 | 17.11 | 17.11 | 0 | 43.61 | 28.63 | 12284 | NA | 2425 | 69 | NA | NA | NA | N
Jay County | 2 | Biomass | Internal Combustion | Operating | 0.4 | 0.4 | 85107.44 | 21.44 | 4.33 | 17.11 | 17.11 | 0 | 43.61 | 28.63 | 12284 | NA | 2425 | 69 | NA | NA | NA | N
Jay County | 3 | Biomass | Internal Combustion | Operating | 0.4 | 0.4 | 85107.84 | 21.44 | 4.33 | 17.11 | 17.11 | 0 | 43.61 | 28.63 | 12284 | NA | 2425 | 69 | NA | NA | NA | N
Jay County | 4 | Biomass | Internal Combustion | Operating | 0.4 | 0.4 | 85108.24 | 21.44 | 4.33 | 17.11 | 17.11 | 0 | 43.61 | 28.63 | 12284 | NA | 2425 | 69 | NA | NA | NA | N
Chillicothe Paper Inc. | T-10 | Biomass | Steam Turbine | Out of Service | 10.6 | 10.6 | 85118.84 | 21.45 | 11.53 | 9.92 | 9.92 | 0 | 30.97 | NA | 6360 | 0 | 0 | 0 | 0.5354 | 0.029 | 120.44 | Y
Chillicothe Paper Inc. | T-11 | Biomass | Steam Turbine | Operating | 24 | 24 | 85142.84 | 21.45 | 11.53 | 9.92 | 9.92 | 0 | 30.97 | 27.78 | 6360 | 747134 | 117473 | 55.72 | 0.5354 | 0.029 | 120.44 | Y
Chillicothe Paper Inc. | T-13 | Coal | Steam Turbine | Operating | 27.2 | 27.2 | 85170.04 | 21.45 | 11.53 | 9.92 | 9.92 | 0 | 30.97 | 28.73 | 6360 | 735954 | 115709 | 48.43 | 0.5274 | 0.48 | 205.84 | Y
Bethlehem Landfill | 1 | Biomass | Combustion Turbine | Operating | 5.4 | 5.4 | 85175.44 | 21.46 | 19.87 | 1.59 | 1.59 | 0 | 7.16 | NA | 20434 | NA | NA | NA | 0.169 | 0.029 | 114.79 | N
Chillicothe Paper Inc. | T-12 | Biomass | Steam Turbine | Operating | 31 | 31 | 85206.44 | 21.46 | 11.53 | 9.92 | 9.92 | 0 | 30.97 | 27.06 | 6361 | 1088651 | 171151 | 62.85 | 0.5504 | 0.029 | 120.44 | Y
Will County | 4 | Coal | Steam Turbine | Operating | 520 | 520 | 85726.44 | 21.65 | 17.91 | 3.73 | 3.73 | 0 | 26.06 | 28.06 | 10473 | 22126868 | 2112720 | 46.25 | 0.0917 | 0.3928 | 211.9246 | N
Natrium | GEN7 | Coal | Steam Turbine | Operating | 82 | 82 | 85808.44 | 21.69 | 12.93 | 8.77 | 8.77 | 0 | 13.42 | 27.54 | 5699 | 1074049 | 188476 | 26.17 | 0.3059 | 0.48 | 121.4659 | Y
Natrium | GEN3 | Coal | Steam Turbine | Operating | 7.5 | 7.5 | 85815.94 | 21.7 | 12.93 | 8.77 | 8.77 | 0 | 13.42 | NA | 5699 | 0 | 0 | 0 | 0.3483 | 0.48 | 143.4101 | Y
Natrium | GEN4 | Coal | Steam Turbine | Operating | 7.5 | 7.5 | 85823.44 | 21.7 | 12.93 | 8.77 | 8.77 | 0 | 13.42 | 24.62 | 5700 | 196065 | 34400 | 52.22 | 0.4106 | 0.48 | 183.7812 | Y
Natrium | GEN6 | Coal | Steam Turbine | Operating | 26 | 26 | 85849.44 | 21.7 | 12.93 | 8.77 | 8.77 | 0 | 13.42 | 23.9 | 5699 | 902939 | 158449 | 69.38 | 0.4925 | 0.48 | 201.8601 | Y
Wheelabrator Gloucester County | GEN1 | Biomass | Steam Turbine | Operating | 12 | 12 | 85861.44 | 21.72 | 0 | 21.72 | 21.72 | 0 | 96.48 | NA | 25531 | NA | NA | NA | 0.169 | 0.029 | 118.18 | Y
Panther Creek | GEN1 | Coal | Steam Turbine | Operating | 83 | 83 | 85944.44 | 21.8 | 18.26 | 3.54 | 3.54 | 0 | 19.53 | NA | 15302 | NA | NA | NA | 0.1215 | 0.1231 | 216.77 | N
Brasfield Appomattox Arwa Hydroelectric | 1 | Water | Hydro | Operating | 2.9 | 2.9 | 85947.34 | 21.81 | 0 | 21.81 | 21.81 | 0 | 36.14 | NA | NA | NA | NA | NA | NA | NA | NA | N
Bruce Mansfield | 2 | Coal | Steam Turbine | Operating | 830 | 830 | 86777.34 | 21.88 | 19 | 2.88 | 2.88 | 0 | 28.41 | 27.81 | 10423 | 41392185 | 3971106 | 54.47 | 0.1345 | 0.2278 | 209.7598 | N
Cleveland Works | GEN3 | Other Fuel | Steam Turbine | Operating | 10 | 10 | 86787.34 | 21.9 | 0 | 21.9 | 21.9 | 0 | 47.64 | NA | 5024 | NA | NA | NA | 0.0135 | 0.029 | 534.59 | Y
Cleveland Works | GEN5 | Other Fuel | Steam Turbine | Operating | 10 | 10 | 86797.34 | 21.9 | 0 | 21.9 | 21.9 | 0 | 47.64 | NA | 5021 | NA | NA | NA | 0.0235 | 0.029 | 534.59 | Y
Cleveland Works | GENA | Other Fuel | Steam Turbine | Out of Service | 15 | 15 | 86812.34 | 21.9 | 0 | 21.9 | 21.9 | 0 | 47.64 | NA | 5024 | NA | NA | NA | 0.0144 | 0.029 | 534.59 | Y
Cleveland Works | GENB | Other Fuel | Steam Turbine | Operating | 10 | 10 | 86822.34 | 21.9 | 0 | 21.9 | 21.9 | 0 | 47.64 | NA | 5022 | NA | NA | NA | 0.0085 | 0.029 | 534.59 | Y
Cleveland Works | GENC | Other Fuel | Steam Turbine | Operating | 23 | 23 | 86845.34 | 21.9 | 0 | 21.9 | 21.9 | 0 | 47.64 | NA | 5027 | NA | NA | NA | 0.0144 | 0.029 | 534.59 | Y
Ladysmith Peaking | 1 | Natural Gas | Combustion Turbine | Operating | 183 | 183 | 87028.34 | 21.9 | 21.11 | 0.79 | 0.79 | 0 | 3.2 | 25.6 | 9833 | 1556427 | 158286 | 9.85 | 0.0368 | 0.001 | 119.486 | N
Lake Gas Recovery | GEN2 | Biomass | Combustion Turbine | Operating | 3.3 | 3.3 | 87031.64 | 21.92 | 19.87 | 2.04 | 2.04 | 0 | 13.51 | NA | 18031 | NA | NA | NA | 0.169 | 0.029 | 114.79 | N
Lake Gas Recovery | GEN3 | Biomass | Combustion Turbine | Operating | 3.3 | 3.3 | 87034.94 | 21.92 | 19.87 | 2.04 | 2.04 | 0 | 13.51 | NA | 18031 | NA | NA | NA | 0.169 | 0.029 | 114.79 | N
Warren F Beasley CT | 1 | Natural Gas | Combustion Turbine | Operating | 48 | 48 | 87082.94 | 21.92 | 18.55 | 3.37 | 3.37 | 0 | 3.53 | NA | 9478 | NA | NA | NA | 0.0224 | 0.0007 | 124.0185 | N
Bruce Mansfield | 3 | Coal | Steam Turbine | Operating | 850 | 850 | 87932.94 | 21.94 | 19.07 | 2.88 | 2.88 | 0 | 28.41 | 27.05 | 10461 | 49490404 | 4731142 | 63.37 | 0.1892 | 0.3441 | 209.7601 | N
Gen J M Gavin | 1 | Coal | Steam Turbine | Operating | 1299 | 1299 | 89231.94 | 21.97 | 19.4 | 2.57 | 2.57 | 0 | 28.4 | 28.02 | 10085 | 61487854 | 6097257 | 53.44 | 0.1075 | 0.2721 | 205.1999 | N
CID Gas Recovery | GEN2 | Biomass | Combustion Turbine | Operating | 3.3 | 3.3 | 89235.24 | 21.98 | 19.87 | 2.11 | 2.11 | 0 | 13.98 | NA | 17244 | NA | NA | NA | 0.169 | 0.029 | 114.79 | N
Ladysmith Peaking | 2 | Natural Gas | Combustion Turbine | Operating | 183 | 183 | 89418.24 | 21.98 | 21.19 | 0.79 | 0.79 | 0 | 3.2 | 25.45 | 9871 | 1664866 | 168669 | 10.49 | 0.0354 | 0.0009 | 119.2856 | N
Ladysmith Peaking | 4 | Natural Gas | Combustion Turbine | Operating | 183 | 183 | 89601.24 | 21.99 | 21.2 | 0.79 | 0.79 | 0 | 3.2 | 26 | 9876 | 1442859 | 146099 | 9.09 | 0.0341 | 0.0009 | 119.293 | N
RockTenn West Point Mill (St. Laurent Paper Products) | GN10 | Biomass | Steam Turbine | Operating | 25 | 25 | 89626.24 | 22 | 14.75 | 7.25 | 7.25 | 0 | 28.16 | 27.12 | 6815 | 936067 | 137361 | 62.55 | 0.1353 | 0.029 | 120.44 | Y
Cardinal | 3 | Coal | Steam Turbine | Operating | 630 | 630 | 90256.24 | 22.01 | 19.29 | 2.73 | 2.73 | 0 | 28.1 | 28.92 | 10648 | 27283762 | 2562224 | 46.3 | 0.0851 | 0.1008 | 204.5751 | N
RockTenn West Point Mill (St. Laurent Paper Products) | GEN9 | Biomass | Steam Turbine | Operating | 10 | 10 | 90266.24 | 22.03 | 14.78 | 7.25 | 7.25 | 0 | 28.16 | 26.12 | 6828 | 469784 | 68805 | 78.33 | 0.1353 | 0.029 | 120.44 | Y
Marina Thermal | 1 | Coal | Steam Turbine | Operating | 8 | 8 | 90274.24 | 22.07 | 19.5 | 2.58 | 2.58 | 0 | 27.31 | NA | 9952 | NA | NA | NA | 0.085 | 0.119 | 208.6 | Y
Kincaid Generation LLC | 2 | Coal | Steam Turbine | Operating | 579 | 579 | 90853.24 | 22.16 | 18.53 | 3.62 | 3.62 | 0 | 27.69 | 29.3 | 10824 | 24294042 | 2244403 | 44.13 | 0.062 | 0.089 | 209.7621 | N
Schoolfield Dam | SCH1 | Water | Hydro | Operating | 1.5 | 1.5 | 90854.74 | 22.26 | 0 | 22.26 | 22.26 | 0 | 28.18 | NA | NA | NA | NA | NA | NA | NA | NA | N
Schoolfield Dam | SCH2 | Water | Hydro | Operating | 1.5 | 1.5 | 90856.24 | 22.26 | 0 | 22.26 | 22.26 | 0 | 28.18 | NA | NA | NA | NA | NA | NA | NA | NA | N
Schoolfield Dam | SCH3 | Water | Hydro | Operating | 1.5 | 1.5 | 90857.74 | 22.26 | 0 | 22.26 | 22.26 | 0 | 28.18 | NA | NA | NA | NA | NA | NA | NA | NA | N
Ladysmith Peaking | 3 | Natural Gas | Combustion Turbine | Operating | 183 | 183 | 91040.74 | 22.38 | 21.59 | 0.79 | 0.79 | 0 | 3.2 | 26.79 | 10055 | 1331761 | 132449 | 8.24 | 0.0374 | 0.0011 | 119.7893 | N
Sturgis City | 1 | Water | Hydro | Operating | 0.4 | 0.4 | 91041.14 | 22.38 | 0 | 22.38 | 22.38 | 0 | 110.78 | NA | NA | NA | NA | NA | NA | NA | NA | N
Sturgis City | 2 | Water | Hydro | Operating | 0.4 | 0.4 | 91041.54 | 22.38 | 0 | 22.38 | 22.38 | 0 | 110.78 | NA | NA | NA | NA | NA | NA | NA | NA | N
Sturgis City | 3 | Water | Hydro | Operating | 0.7 | 0.7 | 91042.24 | 22.38 | 0 | 22.38 | 22.38 | 0 | 110.78 | NA | NA | NA | NA | NA | NA | NA | NA | N
Sturgis City | 4 | Water | Hydro | Operating | 0.7 | 0.7 | 91042.94 | 22.38 | 0 | 22.38 | 22.38 | 0 | 110.78 | NA | NA | NA | NA | NA | NA | NA | NA | N
Cumberland CT | CUMB2 | Natural Gas | Combustion Turbine | Operating | 102 | 102 | 91144.94 | 22.41 | 19.28 | 3.13 | 3.13 | 0 | 3.58 | 27.18 | 9496 | 726989 | 76556 | 8.54 | 0.01 | 0.0006 | 119.4027 | N
Brunswick County Power Station | CT01 | Natural Gas | Combined Cycle | Operating | 280 | 280 | 91424.94 | 22.44 | 21.62 | 0.82 | 0.82 | 0 | 11.25 | 25.45 | 7339 | 7677393 | 1046045 | 56.6 | 0.006 | 0.0006 | 118.8576 | N
Brunswick County Power Station | CT02 | Natural Gas | Combined Cycle | Operating | 280 | 280 | 91704.94 | 22.44 | 21.62 | 0.82 | 0.82 | 0 | 11.25 | 25.45 | 7339 | 7677393 | 1046045 | 56.6 | 0.0061 | 0.0006 | 118.8577 | N
Brunswick County Power Station | CT03 | Natural Gas | Combined Cycle | Operating | 280 | 280 | 91984.94 | 22.44 | 21.62 | 0.82 | 0.82 | 0 | 11.25 | 25.45 | 7339 | 7677393 | 1046045 | 56.6 | 0.0061 | 0.0006 | 118.8584 | N
Brunswick County Power Station | ST01 | Natural Gas | Combined Cycle | Operating | 518 | 518 | 92502.94 | 22.44 | 21.62 | 0.82 | 0.82 | 0 | 11.25 | 24.55 | 7339 | 20237332 | 2757337 | 80.65 | 0.0061 | 0.0006 | 118.8579 | N
Clairton Works | GEN1 | Other Fuel | Steam Turbine | Operating | 18 | 18 | 92520.94 | 22.5 | 1.97 | 20.53 | 20.53 | 0 | 87.84 | 33.78 | 4327 | 606145 | 140097 | 88.61 | 0.1758 | 0.011 | 118.16 | Y
Northampton | GEN1 | Coal | Steam Turbine | Operating | 112 | 112 | 92632.94 | 22.51 | 18.26 | 4.25 | 4.25 | 0 | 23.39 | NA | 11250 | NA | NA | NA | 0.089 | 0.1087 | 237.4621 | Y
Wheeler Landfill Gas Recovery | GEN2 | Biomass | Internal Combustion | Operating | 0.4 | 0.4 | 92633.34 | 22.51 | 5.41 | 17.1 | 17.1 | 0 | 29.58 | 28.05 | 11075 | NA | 2135 | 60.76 | NA | NA | NA | N
Bay View Cogeneration Facility - Steam Plant | STG | Biomass | Steam Turbine | Mothballed | 5 | 5 | 92638.34 | 22.57 | 18.37 | 4.2 | 4.2 | 0 | 74.97 | NA | 10000 | NA | NA | NA | 0.041 | 0.027 | 171.5 | Y
West Campus Plant | WC 4 | Natural Gas | Steam Turbine | Operating | 2.6 | 2.6 | 92640.94 | 22.58 | 19.64 | 2.93 | 2.93 | 0 | 11.17 | NA | 11655 | NA | NA | NA | 0.153 | 0.029 | 120.44 | Y
West Campus Plant | WC 5 | Natural Gas | Steam Turbine | Operating | 2.6 | 2.6 | 92643.54 | 22.58 | 19.64 | 2.93 | 2.93 | 0 | 11.17 | NA | 11655 | NA | NA | NA | 0.153 | 0.029 | 120.44 | Y
Lawrenceburg | 100 | Natural Gas | Combined Cycle | Operating | 253 | 253 | 92896.54 | 22.66 | 21.52 | 1.14 | 1.14 | 0 | 11.45 | 25 | 7092 | 0 | 1237852 | 55.7 | 0.0128 | 0.0006 | 118.8572 | N
Lawrenceburg | 200 | Natural Gas | Combined Cycle | Operating | 238 | 238 | 93134.54 | 22.66 | 21.52 | 1.14 | 1.14 | 0 | 11.45 | 24.83 | 7092 | 0 | 1255052 | 60.03 | 0.0128 | 0.0006 | 118.8572 | N
Lawrenceburg | 1100 | Natural Gas | Combined Cycle | Operating | 160 | 160 | 93294.54 | 22.66 | 21.52 | 1.14 | 1.14 | 0 | 11.45 | 24.07 | 7092 | 13756970 | 1304534 | 92.82 | 0.012 | 0.0006 | 118.8572 | N
Lawrenceburg | 1200 | Natural Gas | Combined Cycle | Operating | 160 | 160 | 93454.54 | 22.66 | 21.52 | 1.14 | 1.14 | 0 | 11.45 | 24.05 | 7092 | 13944138 | 1318300 | 93.8 | 0.0112 | 0.0006 | 118.8578 | N
Lawrenceburg | 2100 | Natural Gas | Combined Cycle | Operating | 160 | 160 | 93614.54 | 22.66 | 21.52 | 1.14 | 1.14 | 0 | 11.45 | 24.13 | 7092 | 13024145 | 1243207 | 88.46 | 0.0148 | 0.0006 | 118.8569 | N
Lawrenceburg | 2200 | Natural Gas | Combined Cycle | Operating | 160 | 160 | 93774.54 | 22.66 | 21.52 | 1.14 | 1.14 | 0 | 11.45 | 24.12 | 7092 | 13253738 | 1252017 | 89.08 | 0.0132 | 0.0006 | 118.8571 | N
Kincaid Generation LLC | 1 | Coal | Steam Turbine | Operating | 579 | 579 | 94353.54 | 22.67 | 19.05 | 3.62 | 3.62 | 0 | 27.69 | 30.53 | 11126 | 22701895 | 2040479 | 40.12 | 0.0618 | 0.0896 | 209.7616 | N
Cheswick | 1 | Coal | Steam Turbine | Operating | 563 | 563 | 94916.54 | 22.72 | 18.6 | 4.12 | 4.12 | 0 | 26.62 | 30.4 | 10752 | 20972094 | 1950566 | 39.44 | 0.3931 | 0.1947 | 204.4965 | N
James River Genco | GEN2 | Coal | Steam Turbine | Operating | 46.3 | 46.3 | 94962.84 | 22.76 | 20.18 | 2.58 | 2.58 | 0 | 27.31 | NA | 7442 | NA | NA | NA | 0.4026 | 0.7188 | 205.212 | Y
Glades Pike Cogeneration Plant (CT) | SOLAR | Biomass | Combustion Turbine | Operating | 2.5 | 2.5 | 94965.34 | 22.78 | 19.87 | 2.91 | 2.91 | 0 | 8.11 | NA | 13889 | NA | NA | NA | 0.169 | 0.029 | 114.79 | Y
Pedricktown Cogeneration Plant | GEN1 | Natural Gas | Combined Cycle | Operating | 80.32 | 80.32 | 95045.66 | 22.8 | 16.82 | 5.97 | 5.97 | 0 | 24.56 | NA | 8597 | NA | NA | NA | 0.0331 | 0.0006 | 118.9562 | Y
Pedricktown Cogeneration Plant | GEN2 | Natural Gas | Combined Cycle | Operating | 36.98 | 36.98 | 95082.64 | 22.8 | 16.82 | 5.97 | 5.97 | 0 | 24.56 | NA | 8597 | NA | NA | NA | 0.0331 | 0.0006 | 118.9562 | Y
Warren F Beasley CT | 2 | Natural Gas | Combustion Turbine | Operating | 50 | 50 | 95132.64 | 22.83 | 19.46 | 3.37 | 3.37 | 0 | 3.53 | NA | 9944 | NA | NA | NA | 0.0171 | 0.0008 | 124.371 | N
Trimble County | 2 | Coal | Steam Turbine | Operating | 95 | 95 | 95227.64 | 22.88 | 19.52 | 3.36 | 3.36 | 0 | 32.95 | 28.94 | 9292 | 4803074 | 516918 | 61.95 | 0.0402 | 0.0646 | 209.7598 | N
Sayreville Cogeneration | CT1 | Natural Gas | Combined Cycle | Operating | 127.8 | 127.8 | 95355.44 | 22.97 | 20.31 | 2.66 | 2.66 | 0 | 14.32 | 28.12 | 8985 | 4320053 | 355338 | 31.65 | 0.0715 | 0.0006 | 118.8572 | Y
Sayreville Cogeneration | CT2 | Natural Gas | Combined Cycle | Operating | 127.8 | 127.8 | 95483.24 | 22.97 | 20.31 | 2.66 | 2.66 | 0 | 14.32 | 28.29 | 8985 | 4134175 | 343991 | 30.64 | 0.0771 | 0.0006 | 118.8555 | Y
Sayreville Cogeneration | ST1 | Natural Gas | Combined Cycle | Operating | 77.5 | 77.5 | 95560.74 | 22.97 | 20.31 | 2.66 | 2.66 | 0 | 14.32 | 27.56 | 8985 | 0 | 241631 | 35.49 | 0.0743 | 0.0006 | 118.8564 | Y
Clairton Works | GEN3 | Other Fuel | Steam Turbine | Operating | 9.4 | 9.4 | 95570.14 | 22.99 | 2.46 | 20.53 | 20.53 | 0 | 87.84 | 56.42 | 5403 | 133444 | 24700 | 29.91 | 0.1443 | 0.011 | 118.16 | Y
Baltimore | GEN1 | Natural Gas | Steam Turbine | Operating | 5 | 5 | 95575.14 | 23.15 | 20.22 | 2.93 | 2.93 | 0 | 11.17 | NA | 10330 | NA | NA | NA | 0.153 | 0.029 | 120.44 | Y
Deercroft Gas Recovery | I-1 | Biomass | Internal Combustion | Operating | 0.4 | 0.4 | 95575.54 | 23.2 | 6.09 | 17.11 | 17.11 | 0 | 47.73 | 35.34 | 12285 | NA | 1573 | 44.77 | NA | NA | NA | N
Deercroft Gas Recovery | I-2 | Biomass | Internal Combustion | Operating | 0.4 | 0.4 | 95575.94 | 23.2 | 6.09 | 17.11 | 17.11 | 0 | 47.73 | 35.34 | 12285 | NA | 1573 | 44.77 | NA | NA | NA | N
Deercroft Gas Recovery | I-3 | Biomass | Internal Combustion | Operating | 0.4 | 0.4 | 95576.34 | 23.2 | 6.09 | 17.11 | 17.11 | 0 | 47.73 | 35.34 | 12285 | NA | 1573 | 44.77 | NA | NA | NA | N
Deercroft Gas Recovery | I-4 | Biomass | Internal Combustion | Operating | 0.4 | 0.4 | 95576.74 | 23.2 | 6.09 | 17.11 | 17.11 | 0 | 47.73 | 35.34 | 12285 | NA | 1573 | 44.77 | NA | NA | NA | N
Deercroft Gas Recovery | II-1 | Biomass | Internal Combustion | Operating | 0.4 | 0.4 | 95577.14 | 23.2 | 6.09 | 17.11 | 17.11 | 0 | 47.73 | 35.34 | 12285 | NA | 1573 | 44.77 | NA | NA | NA | N
Deercroft Gas Recovery | II-2 | Biomass | Internal Combustion | Operating | 0.4 | 0.4 | 95577.54 | 23.2 | 6.09 | 17.11 | 17.11 | 0 | 47.73 | 35.34 | 12285 | NA | 1573 | 44.77 | NA | NA | NA | N
Deercroft Gas Recovery | II-3 | Biomass | Internal Combustion | Operating | 0.4 | 0.4 | 95577.94 | 23.2 | 6.09 | 17.11 | 17.11 | 0 | 47.73 | 35.34 | 12285 | NA | 1573 | 44.77 | NA | NA | NA | N
Deercroft Gas Recovery | II-4 | Biomass | Internal Combustion | Operating | 0.4 | 0.4 | 95578.34 | 23.2 | 6.09 | 17.11 | 17.11 | 0 | 47.73 | 35.34 | 12285 | NA | 1573 | 44.77 | NA | NA | NA | N
Kyger Creek | 5 | Coal | Steam Turbine | Operating | 182.87 | 182.87 | 95761.21 | 23.29 | 20.34 | 2.95 | 2.95 | 0 | 27.16 | 28.6 | 10629 | 9950779 | 936173 | 58.28 | 0.211 | 0.1509 | 205.2009 | N
Warren County Power Station | CT01 | Natural Gas | Combined Cycle | Operating | 297.5 | 297.5 | 96058.71 | 23.29 | 22.51 | 0.78 | 0.78 | 0 | 15.84 | 26.03 | 6907 | 0 | 1723090 | 65.94 | 0.0056 | 0.0006 | 118.857 | N
Warren County Power Station | CT02 | Natural Gas | Combined Cycle | Operating | 297.5 | 297.5 | 96356.21 | 23.29 | 22.51 | 0.78 | 0.78 | 0 | 15.84 | 26.03 | 6907 | 0 | 1723090 | 65.94 | 0.0059 | 0.0006 | 118.8573 | N
Warren County Power Station | CT03 | Natural Gas | Combined Cycle | Operating | 297.5 | 297.5 | 96653.71 | 23.29 | 22.51 | 0.78 | 0.78 | 0 | 15.84 | 26.03 | 6907 | 0 | 1723090 | 65.94 | 0.0056 | 0.0006 | 118.8572 | N
Warren County Power Station | ST01 | Natural Gas | Combined Cycle | Operating | 579.7 | 579.7 | 97233.41 | 23.29 | 22.51 | 0.78 | 0.78 | 0 | 15.84 | 26.03 | 6907 | 0 | 3357568 | 65.94 | 0.0057 | 0.0006 | 118.8572 | N
Waukegan | 7 | Coal | Steam Turbine | Operating | 328 | 328 | 97561.41 | 23.31 | 17.95 | 5.36 | 5.36 | 0 | 26.55 | 33.51 | 10666 | 9101734 | 853341 | 29.62 | 0.1004 | 0.2833 | 213.0661 | N
Waukegan | 8 | Coal | Steam Turbine | Operating | 361 | 361 | 97922.41 | 23.31 | 17.95 | 5.36 | 5.36 | 0 | 26.55 | 33.73 | 10667 | 9807506 | 919431 | 28.99 | 0.1151 | 0.293 | 212.6935 | N
Mountaineer | 1 | Coal | Steam Turbine | Operating | 1299 | 1299 | 99221.41 | 23.35 | 20.94 | 2.41 | 2.41 | 0 | 28.09 | 28.02 | 10013 | 78196321 | 7809399 | 68.44 | 0.0984 | 0.131 | 204.9457 | N
MillerCoors Shenandoah Brewery | WWTP | Biomass | Combustion Turbine | Operating | 1.4 | 1.4 | 99222.81 | 23.37 | 19.87 | 3.5 | 3.5 | 0 | 9.8 | NA | 12681 | NA | NA | NA | 0.414 | 0.047 | 206.45 | N
Burlington GT | 124 | Natural Gas | Combustion Turbine | Operating | 42 | 42 | 99264.81 | 23.4 | 19.38 | 4.02 | 4.02 | 0 | 3.45 | 32.25 | 9771 | 160245 | 16399 | 4.45 | 0.0894 | 0.0005 | 118.9703 | N
Kyger Creek | 1 | Coal | Steam Turbine | Operating | 183.52 | 183.52 | 99448.33 | 23.46 | 20.51 | 2.95 | 2.95 | 0 | 27.16 | 28.89 | 10718 | 9836121 | 917756 | 56.93 | 0.2089 | 0.1355 | 205.2023 | N
Rock Springs | 2 | Natural Gas | Combustion Turbine | Operating | 189 | 189 | 99637.33 | 23.46 | 21.43 | 2.04 | 2.04 | 0 | 6.24 | 30.5 | 10462 | 1754214 | 167668 | 10.1 | 0.0301 | 0.0006 | 118.858 | N
Rock Springs | 3 | Natural Gas | Combustion Turbine | Operating | 183.9 | 183.9 | 99821.23 | 23.48 | 21.45 | 2.04 | 2.04 | 0 | 6.24 | 27.8 | 10472 | 2786040 | 266035 | 16.47 | 0.0306 | 0.0006 | 118.8585 | N
Burlington GT | 122 | Natural Gas | Combustion Turbine | Operating | 42 | 42 | 99863.23 | 23.53 | 19.51 | 4.02 | 4.02 | 0 | 3.45 | 31.97 | 9834 | 169003 | 17186 | 4.66 | 0.0903 | 0.0005 | 119.0466 | N
Rock Springs | 4 | Natural Gas | Combustion Turbine | Operating | 184.3 | 184.3 | 100047.53 | 23.59 | 21.55 | 2.04 | 2.04 | 0 | 6.24 | 28.26 | 10523 | 2588041 | 245949 | 15.19 | 0.0328 | 0.0006 | 118.8579 | N
Kyger Creek | 4 | Coal | Steam Turbine | Operating | 182.87 | 182.87 | 100230.41 | 23.61 | 20.66 | 2.95 | 2.95 | 0 | 27.16 | 29.03 | 10796 | 9905311 | 917472 | 57.12 | 0.2077 | 0.155 | 205.1999 | N
Warren Energy Resource Co. | 1 | Biomass | Steam Turbine | Operating | 10.5 | 10.5 | 100240.91 | 23.61 | 0 | 23.61 | 23.61 | 0 | 117.62 | NA | 20085 | NA | NA | NA | 0.169 | 0.029 | 118.18 | N
Rock Springs | 1 | Natural Gas | Combustion Turbine | Operating | 188.5 | 188.5 | 100429.41 | 23.62 | 21.59 | 2.04 | 2.04 | 0 | 6.24 | 29.64 | 10540 | 2060254 | 195465 | 11.81 | 0.0296 | 0.0006 | 118.8571 | N
Bay View Cogeneration Facility - Gas Plant | GTG | Biomass | Combustion Turbine | Mothballed | 5 | 5 | 100434.41 | 23.68 | 19.87 | 3.81 | 3.81 | 0 | 4.97 | NA | 17503 | NA | NA | NA | 0.169 | 0.029 | 114.79 | Y
Philpott Lake | 1 | Water | Hydro | Operating | 7.5 | 7.5 | 100441.91 | 23.68 | 0 | 23.68 | 23.68 | 0 | 21.99 | NA | NA | NA | NA | NA | NA | NA | NA | N
Philpott Lake | 2 | Water | Hydro | Operating | 7.5 | 7.5 | 100449.41 | 23.68 | 0 | 23.68 | 23.68 | 0 | 21.99 | NA | NA | NA | NA | NA | NA | NA | NA | N
Philpott Lake | 3 | Water | Hydro | Operating | 0.6 | 0.6 | 100450.01 | 23.68 | 0 | 23.68 | 23.68 | 0 | 21.99 | NA | NA | NA | NA | NA | NA | NA | NA | N
College of New Jersey | COGEN | Natural Gas | Combustion Turbine | Operating | 5.6 | 5.6 | 100455.61 | 23.69 | 22.26 | 1.44 | 1.44 | 0 | 13.69 | NA | 11374 | NA | NA | NA | 0.059 | 0.002 | 119.31 | Y
Kyger Creek | 2 | Coal | Steam Turbine | Operating | 182.87 | 182.87 | 100638.48 | 23.75 | 20.8 | 2.95 | 2.95 | 0 | 27.16 | 29.59 | 10871 | 9252592 | 851164 | 52.99 | 0.2229 | 0.1367 | 205.2022 | N
J.M. Stuart | 2 | Coal | Steam Turbine | Operating | 577 | 577 | 101215.48 | 23.79 | 19.86 | 3.94 | 3.94 | 0 | 33.44 | 30.53 | 10226 | 29285376 | 2863873 | 56.5 | 0.0931 | 0.1508 | 205.1999 | N
J.M. Stuart | 3 | Coal | Steam Turbine | Operating | 577 | 577 | 101792.48 | 23.85 | 19.92 | 3.94 | 3.94 | 0 | 33.44 | 31.2 | 10258 | 26955629 | 2627704 | 51.85 | 0.0924 | 0.1598 | 205.1998 | N
Fort Martin | 2 | Coal | Steam Turbine | Operating | 546 | 546 | 102338.48 | 24.01 | 22.77 | 1.23 | 1.14 | 0.09 | 34.6 | 30.1 | 10019 | 31047512 | 3098822 | 64.61 | 0.3164 | 0.0622 | 209.7594 | N
Kyger Creek | 3 | Coal | Steam Turbine | Operating | 182.87 | 182.87 | 102521.35 | 24.02 | 21.06 | 2.95 | 2.95 | 0 | 27.16 | 29.33 | 11008 | 10288823 | 934636 | 58.18 | 0.2151 | 0.1497 | 205.2009 | N
W.H. Sammis | 6 | Coal | Steam Turbine | Operating | 600 | 600 | 103121.35 | 24.02 | 20.49 | 3.53 | 3.53 | 0 | 28.14 | 28.94 | 10510 | 36065273 | 3431433 | 65.11 | 0.0985 | 0.0807 | 209.7602 | N
Camden Cogeneration | GEN1 | Natural Gas | Combined Cycle | Operating | 92.6 | 92.6 | 103213.95 | 24.03 | 17.26 | 6.77 | 6.77 | 0 | 20.75 | NA | 8821 | NA | NA | NA | 0.0329 | 0.0006 | 118.8553 | Y
Camden Cogeneration | GEN2 | Natural Gas | Combined Cycle | Operating | 52.1 | 52.1 | 103266.05 | 24.03 | 17.26 | 6.77 | 6.77 | 0 | 20.75 | NA | 8821 | NA | NA | NA | 0.0329 | 0.0006 | 118.8553 | Y
Nalco Chemical Company | AT1 | Natural Gas | Combined Cycle | Operating | 3.5 | 3.5 | 103269.55 | 24.06 | 15.84 | 8.22 | 8.22 | 0 | 26.37 | NA | 5904 | NA | NA | NA | 0.02 | 0.001 | 118.4 | Y
Nalco Chemical Company | DPOX | Natural Gas | Combined Cycle | Operating | 0.7 | 0.7 | 103270.25 | 24.06 | 15.84 | 8.22 | 8.22 | 0 | 26.37 | NA | 5904 | NA | NA | NA | 0.02 | 0.001 | 118.4 | Y
J.M. Stuart | 4 | Coal | Steam Turbine | Operating | 577 | 577 | 103847.25 | 24.08 | 20.14 | 3.94 | 3.94 | 0 | 33.44 | 30.64 | 10374 | 30511334 | 2941021 | 58.03 | 0.0995 | 0.1788 | 205.2 | N
Joliet 29 | 7 | Natural Gas | Steam Turbine | Operating | 522 | 522 | 104369.25 | 24.13 | 21.17 | 2.96 | 2.96 | 0 | 10.63 | 29.56 | 10717 | 10947742 | 1021537 | 22.28 | 0.0885 | 0.2981 | 174.7515 | N
Central Utility CT Plant at White Oak | G3 | Natural Gas | Combustion Turbine | Operating | 4.6 | 4.6 | 104373.85 | 24.15 | 22.71 | 1.44 | 1.44 | 0 | 4.75 | NA | 11606 | NA | NA | NA | 0.059 | 0.002 | 119.31 | Y
Central Utility CT Plant at White Oak | G4 | Natural Gas | Combustion Turbine | Operating | 4.6 | 4.6 | 104378.45 | 24.15 | 22.71 | 1.44 | 1.44 | 0 | 4.75 | NA | 11606 | NA | NA | NA | 0.059 | 0.002 | 119.31 | Y
Central Utility CT Plant at White Oak | G5 | Natural Gas | Combustion Turbine | Operating | 4.6 | 4.6 | 104383.05 | 24.15 | 22.71 | 1.44 | 1.44 | 0 | 4.75 | NA | 11606 | NA | NA | NA | 0.059 | 0.002 | 119.31 | Y
Central Utility CT Plant at White Oak | G6 | Natural Gas | Combustion Turbine | Operating | 4.6 | 4.6 | 104387.65 | 24.15 | 22.71 | 1.44 | 1.44 | 0 | 4.75 | NA | 11606 | NA | NA | NA | 0.059 | 0.002 | 119.31 | Y
Central Utility CT Plant at White Oak | G9 | Natural Gas | Combustion Turbine | Operating | 4.5 | 4.5 | 104392.15 | 24.15 | 22.71 | 1.44 | 1.44 | 0 | 4.75 | NA | 11606 | NA | NA | NA | 0.059 | 0.002 | 119.31 | Y
J.M. Stuart | 1 | Coal | Steam Turbine | Operating | 577 | 577 | 104969.15 | 24.2 | 20.26 | 3.94 | 3.94 | 0 | 33.44 | 31.04 | 10434 | 29399618 | 2817766 | 55.6 | 0.0925 | 0.1331 | 205.2002 | N
Miami Fort | 8 | Coal | Steam Turbine | Operating | 510 | 510 | 105479.15 | 24.23 | 22.85 | 1.37 | 1.37 | 0 | 39.29 | 30.16 | 10132 | 34184324 | 3373969 | 75.31 | 0.1804 | 0.2998 | 205.1999 | N
Deep Creek | 1 | Water | Hydro | Operating | 9 | 9 | 105488.15 | 24.26 | 0 | 24.26 | 24.26 | 0 | 26.01 | NA | NA | NA | NA | NA | NA | NA | NA | N
Deep Creek | 2 | Water | Hydro | Operating | 9 | 9 | 105497.15 | 24.26 | 0 | 24.26 | 24.26 | 0 | 26.01 | NA | NA | NA | NA | NA | NA | NA | NA | N
Prairie View Gas Recovery | I-1 | Biomass | Internal Combustion | Operating | 0.4 | 0.4 | 105497.55 | 24.33 | 7.22 | 17.11 | 17.11 | 0 | 47.83 | 31.17 | 12285 | NA | 2798 | 79.64 | NA | NA | NA | N
Prairie View Gas Recovery | I-2 | Biomass | Internal Combustion | Operating | 0.4 | 0.4 | 105497.95 | 24.33 | 7.22 | 17.11 | 17.11 | 0 | 47.83 | 31.17 | 12285 | NA | 2798 | 79.64 | NA | NA | NA | N
Prairie View Gas Recovery | I-3 | Biomass | Internal Combustion | Operating | 0.4 | 0.4 | 105498.35 | 24.33 | 7.22 | 17.11 | 17.11 | 0 | 47.83 | 31.17 | 12285 | NA | 2798 | 79.64 | NA | NA | NA | N
Prairie View Gas Recovery | I-4 | Biomass | Internal Combustion | Operating | 0.4 | 0.4 | 105498.75 | 24.33 | 7.22 | 17.11 | 17.11 | 0 | 47.83 | 31.17 | 12285 | NA | 2798 | 79.64 | NA | NA | NA | N
Prairie View Gas Recovery | II-1 | Biomass | Internal Combustion | Operating | 0.4 | 0.4 | 105499.15 | 24.33 | 7.22 | 17.11 | 17.11 | 0 | 47.83 | 31.17 | 12285 | NA | 2798 | 79.64 | NA | NA | NA | N
Prairie View Gas Recovery | II-2 | Biomass | Internal Combustion | Operating | 0.4 | 0.4 | 105499.55 | 24.33 | 7.22 | 17.11 | 17.11 | 0 | 47.83 | 31.17 | 12285 | NA | 2798 | 79.64 | NA | NA | NA | N
Prairie View Gas Recovery | II-3 | Biomass | Internal Combustion | Operating | 0.4 | 0.4 | 105499.95 | 24.33 | 7.22 | 17.11 | 17.11 | 0 | 47.83 | 31.17 | 12285 | NA | 2798 | 79.64 | NA | NA | NA | N
Prairie View Gas Recovery | II-4 | Biomass | Internal Combustion | Operating | 0.4 | 0.4 | 105500.35 | 24.33 | 7.22 | 17.11 | 17.11 | 0 | 47.83 | 31.17 | 12285 | NA | 2798 | 79.64 | NA | NA | NA | N
Scrubgrass | GEN1 | Coal | Steam Turbine | Operating | 86.1 | 86.1 | 105586.45 | 24.41 | 18.26 | 6.15 | 6.15 | 0 | 20.38 | NA | 13589 | NA | NA | NA | 0.1488 | 0.3037 | 212.8388 | Y
H.L. Spurlock | 4 | Coal | Steam Turbine | Operating | 268 | 268 | 105854.45 | 24.44 | 22.12 | 2.32 | 2.32 | 0 | 28.05 | 28.47 | 9823 | 18296552 | 1862623 | 79.12 | 0.0587 | 0.1012 | 205.1997 | N
Mahoning Creek | 8107 | Water | Hydro | Operating | 6.7 | 6.7 | 105861.15 | 24.51 | 0 | 24.51 | 24.51 | 0 | 8.43 | NA | NA | NA | NA | NA | NA | NA | NA | N
H.L. Spurlock | 3 | Coal | Steam Turbine | Operating | 268 | 268 | 106129.15 | 24.55 | 22.23 | 2.32 | 2.32 | 0 | 28.05 | 28.86 | 9872 | 17213405 | 1743725 | 74.07 | 0.0598 | 0.1393 | 205.2001 | N
John E. Amos | 2 | Coal | Steam Turbine | Operating | 800 | 800 | 106929.15 | 24.55 | 21.67 | 2.87 | 2.86 | 0.01 | 24.87 | 29.11 | 9924 | 43293315 | 4362481 | 62.08 | 0.0736 | 0.053 | 205.2 | N
John E. Amos | 1 | Coal | Steam Turbine | Operating | 800 | 800 | 107729.15 | 24.6 | 21.72 | 2.87 | 2.86 | 0.01 | 24.87 | 29.33 | 9947 | 41768573 | 4199063 | 59.75 | 0.0669 | 0.0581 | 205.2 | N
Doswell Combined Cycle Facility | GEN1 | Natural Gas | Combined Cycle | Operating | 122 | 122 | 107851.15 | 24.64 | 23.66 | 0.98 | 0.98 | 0 | 11.05 | 26.54 | 8266 | 8142254 | 708207 | 66.09 | 0.0356 | 0.0007 | 118.4 | N
Doswell Combined Cycle Facility | GEN2 | Natural Gas | Combined Cycle | Operating | 122 | 122 | 107973.15 | 24.64 | 23.66 | 0.98 | 0.98 | 0 | 11.05 | 26.58 | 8266 | 8109795 | 694303 | 64.79 | 0.036 | 0.0007 | 118.4 | N
Doswell Combined Cycle Facility | GEN3 | Natural Gas | Combined Cycle | Operating | 132 | 132 | 108105.15 | 24.64 | 23.66 | 0.98 | 0.98 | 0 | 11.05 | 26.38 | 8266 | 2108936 | 839023 | 72.36 | 0.0361 | 0.0007 | 118.4 | N
Doswell Combined Cycle Facility | GEN4 | Natural Gas | Combined Cycle | Operating | 122 | 122 | 108227.15 | 24.64 | 23.66 | 0.98 | 0.98 | 0 | 11.05 | 26.63 | 8266 | 7897612 | 678148 | 63.28 | 0.0361 | 0.0006 | 118.4 | N
Doswell Combined Cycle Facility | GEN5 | Natural Gas | Combined Cycle | Operating | 122 | 122 | 108349.15 | 24.64 | 23.66 | 0.98 | 0.98 | 0 | 11.05 | 26.89 | 8266 | 7253778 | 598280 | 55.83 | 0.0369 | 0.0007 | 118.4 | N
Doswell Combined Cycle Facility | GEN6 | Natural Gas | Combined Cycle | Operating | 132 | 132 | 108481.15 | 24.64 | 23.66 | 0.98 | 0.98 | 0 | 11.05 | 26.53 | 8266 | 1932282 | 770234 | 66.43 | 0.0361 | 0.0007 | 118.4 | N
Newark Bay Cogeneration | GEN1 | Natural Gas | Combined Cycle | Operating | 49.5 | 49.5 | 108530.65 | 24.65 | 21.36 | 3.3 | 3.3 | 0 | 21.72 | NA | 8873 | NA | NA | NA | 0.0207 | 0.0006 | 118.8564 | Y
Newark Bay Cogeneration | GEN2 | Natural Gas | Combined Cycle | Operating | 49.5 | 49.5 | 108580.15 | 24.65 | 21.36 | 3.3 | 3.3 | 0 | 21.72 | NA | 8873 | NA | NA | NA | 0.0193 | 0.0006 | 118.8582 | Y
Newark Bay Cogeneration | GEN3 | Natural Gas | Combined Cycle | Operating | 37.2 | 37.2 | 108617.35 | 24.65 | 21.36 | 3.3 | 3.3 | 0 | 21.72 | NA | 8873 | NA | NA | NA | 0.02 | 0.0006 | 118.8573 | Y
Burlington GT | 123 | Natural Gas | Combustion Turbine | Operating | 42 | 42 | 108659.35 | 24.71 | 20.69 | 4.02 | 4.02 | 0 | 3.45 | 34.53 | 10430 | 154088 | 14773 | 4 | 0.0921 | 0.0006 | 119.1188 | N
John E. Amos | 3 | Coal | Steam Turbine | Operating | 1299 | 1299 | 109958.35 | 24.73 | 21.86 | 2.87 | 2.86 | 0.01 | 24.87 | 30.35 | 10011 | 57557651 | 5749718 | 50.35 | 0.1085 | 0.096 | 205.1999 | N
Fort Martin | 1 | Coal | Steam Turbine | Operating | 552 | 552 | 110510.35 | 24.78 | 23.54 | 1.23 | 1.14 | 0.09 | 34.6 | 29.93 | 10358 | 38400022 | 3707307 | 76.46 | 0.3035 | 0.0917 | 209.76 | N
Virginia Tech Power Plant | WG01 | Coal | Steam Turbine | Operating | 6.3 | 6.3 | 110516.65 | 24.86 | 22.28 | 2.58 | 2.58 | 0 | 27.31 | NA | 11373 | NA | NA | NA | 0.199 | 0.48 | 205.84 | Y
NIH Cogeneration Facility | CGTG | Natural Gas | Combustion Turbine | Operating | 22.3 | 22.3 | 110538.95 | 25 | 23.57 | 1.44 | 1.44 | 0 | 4.66 | NA | 12043 | NA | NA | NA | 0.059 | 0.002 | 119.31 | Y
Kearny GT | N122 | Natural Gas | Combustion Turbine | Operating | 44.5 | 44.5 | 110583.45 | 25.02 | 23.2 | 1.82 | 1.82 | 0 | 3.2 | 28.28 | 9540 | 417633 | 43778 | 11.2 | 0.0879 | 0.0006 | 119.2779 | N
Harrison | 1 | Coal | Steam Turbine | Operating | 662 | 662 | 111245.45 | 25.08 | 23.87 | 1.21 | 1.16 | 0.05 | 19.52 | 27.76 | 10083 | 48692265 | 4829079 | 83.05 | 0.144 | 0.132 | 205.1999 | N
Burlington GT | 121 | Natural Gas | Combustion Turbine | Operating | 42 | 42 | 111287.45 | 25.14 | 21.12 | 4.02 | 4.02 | 0 | 3.45 | 33.54 | 10647 | 183945 | 17276 | 4.68 | 0.0899 | 0.0005 | 119.058 | N
Miami Fort | 7 | Coal | Steam Turbine | Operating | 510 | 510 | 111797.45 | 25.15 | 23.78 | 1.37 | 1.37 | 0 | 39.29 | 31.06 | 10544 | 35749418 | 3390513 | 75.68 | 0.1312 | 0.3227 | 205.1996 | N
Conemaugh | 2 | Coal | Steam Turbine | Operating | 850 | 850 | 112647.45 | 25.16 | 22.56 | 2.6 | 2.6 | 0 | 28.11 | 30.76 | 9830 | 41906656 | 4263102 | 57.1 | 0.2086 | 0.0828 | 204.1031 | N
W.H. Sammis | 7 | Coal | Steam Turbine | Operating | 600 | 600 | 113247.45 | 25.17 | 21.64 | 3.53 | 3.53 | 0 | 28.14 | 31.94 | 11099 | 27693446 | 2495070 | 47.34 | 0.0935 | 0.0824 | 209.76 | N
Dickerson CT | GT1 | Petroleum Products | Combustion Turbine | Operating | 18 | 18 | 113265.45 | 25.19 | 22.89 | 2.3 | 2.3 | 0 | 3.63 | 29.16 | 12959 | 213212 | 16453 | 10.41 | 0.1039 | 0.0022 | 118.7165 | N
Dickerson CT | GT2 | Natural Gas | Combustion Turbine | Operating | 167 | 167 | 113432.45 | 25.19 | 22.89 | 2.3 | 2.3 | 0 | 3.63 | 29.16 | 12959 | 1978134 | 152644 | 10.41 | 0.1075 | 0.001 | 119.0584 | N
Dickerson CT | GT3 | Natural Gas | Combustion Turbine | Operating | 167 | 167 | 113599.45 | 25.19 | 22.89 | 2.3 | 2.3 | 0 | 3.63 | 29.16 | 12959 | 1978134 | 152644 | 10.41 | 0.1006 | 0.0033 | 118.3948 | N
Newman & Company Inc. | 1 | Natural Gas | Steam Turbine | Operating | 1.8 | 1.8 | 113601.25 | 25.19 | 22.26 | 2.93 | 2.93 | 0 | 11.17 | NA | 11374 | NA | NA | NA | 0.153 | 0.029 | 120.44 | Y
Central Utility CC Plant at White Oak | G12 | Natural Gas | Combined Cycle | Operating | 5 | 5 | 113606.25 | 25.32 | 22.89 | 2.42 | 2.42 | 0 | 12.56 | NA | 11699 | NA | NA | NA | 0.02 | 0.001 | 118.4 | Y
Central Utility CC Plant at White Oak | G7 | Natural Gas | Combined Cycle | Operating | 7.5 | 7.5 | 113613.75 | 25.32 | 22.89 | 2.42 | 2.42 | 0 | 12.56 | NA | 11699 | NA | NA | NA | 0.02 | 0.001 | 118.4 | Y
Central Utility CC Plant at White Oak | G8 | Natural Gas | Combined Cycle | Operating | 7.5 | 7.5 | 113621.25 | 25.32 | 22.89 | 2.42 | 2.42 | 0 | 12.56 | NA | 11699 | NA | NA | NA | 0.02 | 0.001 | 118.4 | Y
Mitchell (WV) | 2 | Coal | Steam Turbine | Operating | 790 | 790 | 114411.25 | 25.36 | 22.6 | 2.76 | 2.71 | 0.05 | 26.65 | 30.41 | 9828 | 40909653 | 4162369 | 59.98 | 0.0855 | 0.0931 | 205.1999 | N
Joliet 29 | 8 | Natural Gas | Steam Turbine | Operating | 522 | 522 | 114933.25 | 25.41 | 22.45 | 2.96 | 2.96 | 0 | 10.63 | 34.99 | 11367 | 6587785 | 579530 | 12.64 | 0.0873 | 0.321 | 184.9348 | N
Ashtabula CC | 1 | Natural Gas | Combined Cycle | Operating | 5.4 | 5.4 | 114938.65 | 25.42 | 19.33 | 6.09 | 6.09 | 0 | 26.37 | NA | 6995 | NA | NA | NA | 0.02 | 0.001 | 118.4 | Y
Ashtabula CC | 2 | Natural Gas | Combined Cycle | Operating | 5.4 | 5.4 | 114944.05 | 25.42 | 19.33 | 6.09 | 6.09 | 0 | 26.37 | NA | 6995 | NA | NA | NA | 0.02 | 0.001 | 118.4 | Y
Ashtabula CC | 3 | Natural Gas | Combined Cycle | Operating | 5.4 | 5.4 | 114949.45 | 25.42 | 19.33 | 6.09 | 6.09 | 0 | 26.37 | NA | 6995 | NA | NA | NA | 0.02 | 0.001 | 118.4 | Y
Ashtabula CC | 4 | Natural Gas | Combined Cycle | Operating | 5.4 | 5.4 | 114954.85 | 25.42 | 19.33 | 6.09 | 6.09 | 0 | 26.37 | NA | 6995 | NA | NA | NA | 0.02 | 0.001 | 118.4 | Y
Ashtabula CC | 5 | Natural Gas | Combined Cycle | Operating | 5.4 | 5.4 | 114960.25 | 25.42 | 19.33 | 6.09 | 6.09 | 0 | 26.37 | NA | 6995 | NA | NA | NA | 0.02 | 0.001 | 118.4 | Y
Ashtabula CC | 6 | Natural Gas | Combined Cycle | Operating | 0.8 | 0.8 | 114961.05 | 25.42 | 19.33 | 6.09 | 6.09 | 0 | 26.37 | NA | 6995 | NA | NA | NA | 0.02 | 0.001 | 118.4 | Y
Ashtabula CC | 7 | Natural Gas | Combined Cycle | Operating | 0.8 | 0.8 | 114961.85 | 25.42 | 19.33 | 6.09 | 6.09 | 0 | 26.37 | NA | 6995 | NA | NA | NA | 0.02 | 0.001 | 118.4 | Y
Harrison | 3 | Coal | Steam Turbine | Operating | 661 | 661 | 115622.85 | 25.44 | 24.23 | 1.21 | 1.16 | 0.05 | 19.52 | 28.22 | 10236 | 47561986 | 4646486 | 80.03 | 0.1838 | 0.1055 | 205.2 | N
Harrison | 2 | Coal | Steam Turbine | Operating | 661 | 661 | 116283.85 | 25.45 | 24.23 | 1.21 | 1.16 | 0.05 | 19.52 | 29.23 | 10238 | 34958468 | 3414607 | 58.81 | 0.2422 | 0.1674 | 205.1999 | N
Mottville | 1 | Water | Hydro | Operating | 0.4 | 0.4 | 116284.25 | 25.48 | 0 | 25.48 | 25.48 | 0 | 126.28 | 59.59 | NA | NA | 1481 | 42.14 | NA | NA | NA | N
Mottville | 2 | Water | Hydro | Operating | 0.4 | 0.4 | 116284.65 | 25.48 | 0 | 25.48 | 25.48 | 0 | 126.28 | 59.59 | NA | NA | 1481 | 42.14 | NA | NA | NA | N
Mottville | 3 | Water | Hydro | Operating | 0.4 | 0.4 | 116285.05 | 25.48 | 0 | 25.48 | 25.48 | 0 | 126.28 | 59.59 | NA | NA | 1481 | 42.14 | NA | NA | NA | N
Mottville | 4 | Water | Hydro | Operating | 0.4 | 0.4 | 116285.45 | 25.48 | 0 | 25.48 | 25.48 | 0 | 126.28 | 59.59 | NA | NA | 1481 | 42.14 | NA | NA | NA | N
Keystone | 1 | Coal | Steam Turbine | Operating | 850 | 850 | 117135.45 | 25.5 | 23.09 | 2.42 | 2.42 | 0 | 28.06 | 30.1 | 10165 | 52677894 | 5182256 | 69.41 | 0.2475 | 0.4304 | 205.1999 | N
Kearny GT | N121 | Natural Gas | Combustion Turbine | Operating | 44.5 | 44.5 | 117179.95 | 25.52 | 23.7 | 1.82 | 1.82 | 0 | 3.2 | 29.26 | 9745 | 371529 | 38127 | 9.75 | 0.096 | 0.0008 | 119.5804 | N
Seward Waste Coal | FB1 | Coal | Steam Turbine | Operating | 521 | 521 | 117700.95 | 25.52 | 22.92 | 2.6 | 2.6 | 0 | 28.22 | 30.78 | 10624 | 29719155 | 2797312 | 61.12 | 0.1143 | 0.4783 | 205.0336 | N
Conemaugh | 1 | Coal | Steam Turbine | Operating | 850 | 850 | 118550.95 | 25.53 | 22.92 | 2.6 | 2.6 | 0 | 28.11 | 30.35 | 9990 | 49510290 | 4955845 | 66.38 | 0.2587 | 0.0724 | 204.9148 | N
Princeton University Cogen Plant | GT1 | Natural Gas | Combustion Turbine | Operating | 15.5 | 15.5 | 118566.45 | 25.53 | 24.09 | 1.44 | 1.44 | 0 | 6.94 | NA | 12310 | NA | NA | NA | 0.059 | 0.002 | 119.31 | Y
Killen Station | 2 | Coal | Steam Turbine | Operating | 600 | 600 | 119166.45 | 25.54 | 21.25 | 4.29 | 4.29 | 0 | 43.33 | 33.26 | 10678 | 35936489 | 3365401 | 63.85 | 0.3367 | 0.5628 | 205.0817 | N
Ocean Peaking Power | OPP4 | Natural Gas | Combustion Turbine | Operating | 187.7 | 187.7 | 119354.15 | 25.56 | 23.45 | 2.12 | 2.12 | 0 | 3.21 | 28.92 | 10375 | 1859315 | 179220 | 10.87 | 0.0314 | 0.0006 | 118.8574 | N
Trimble County | 1 | Coal | Steam Turbine | Operating | 63.88 | 63.88 | 119418.03 | 25.56 | 22.19 | 3.36 | 3.36 | 0 | 32.95 | 30.28 | 10564 | 4707299 | 445616 | 79.42 | 0.1109 | 0.1296 | 205.2005 | N
Van Erk Dairy IC (Cogen) | 49632 | Biomass | Internal Combustion | Operating | 0.5 | 0.5 | 119418.53 | 25.56 | 19.43 | 6.13 | 6.13 | 0 | 23.96 | NA | 11075 | NA | NA | NA | NA | NA | NA | Y
Keystone | 2 | Coal | Steam Turbine | Operating | 850 | 850 | 120268.53 | 25.59 | 23.18 | 2.42 | 2.42 | 0 | 28.06 | 30.33 | 10206 | 51364905 | 5032900 | 67.41 | 0.2598 | 0.4182 | 205.2001 | N
Bear Garden | 1A | Natural Gas | Combined Cycle | Operating | 181 | 181 | 120449.53 | 25.6 | 24.16 | 1.45 | 1.45 | 0 | 15.41 | 27.83 | 6805 | 24594607 | 1254894 | 78.93 | 0.0075 | 0.0006 | 118.9138 | N
Bear Garden | 1B | Natural Gas | Combined Cycle | Operating | 187 | 187 | 120636.53 | 25.6 | 24.16 | 1.45 | 1.45 | 0 | 15.41 | 28.78 | 6805 | 0 | 908315 | 55.3 | 0.0077 | 0.0006 | 118.9336 | N
Bear Garden | 1C | Natural Gas | Combined Cycle | Operating | 254 | 254 | 120890.53 | 25.6 | 24.16 | 1.45 | 1.45 | 0 | 15.41 | 28.3 | 6805 | 0 | 1451181 | 65.04 | 0.0076 | 0.0006 | 118.9233 | N
Ocean Peaking Power | OPP3 | Natural Gas | Combustion Turbine | Operating | 187.7 | 187.7 | 121078.23 | 25.66 | 23.55 | 2.12 | 2.12 | 0 | 3.21 | 29.08 | 10420 | 1833636 | 175972 | 10.67 | 0.0332 | 0.0006 | 118.8559 | N
Possum Point CC | 6A | Natural Gas | Combined Cycle | Operating | 176.5 | 176.5 | 121254.73 | 25.74 | 24.2 | 1.54 | 1.54 | 0 | 12.65 | 28.07 | 7205 | 24274123 | 956299 | 61.68 | 0.0108 | 0.0006 | 118.8691 | N
Possum Point CC | 6B | Natural Gas | Combined Cycle | Operating | 176.5 | 176.5 | 121431.23 | 25.74 | 24.2 | 1.54 | 1.54 | 0 | 12.65 | 28.07 | 7205 | 0 | 956299 | 61.68 | 0.0108 | 0.0006 | 118.8644 | N
Possum Point CC | 6ST | Natural Gas | Combined Cycle | Operating | 262 | 262 | 121693.23 | 25.74 | 24.2 | 1.54 | 1.54 | 0 | 12.65 | 28.01 | 7205 | 1425 | 1456434 | 63.28 | 0.0108 | 0.0006 | 118.8667 | N
Earthmovers Landfill Gas Plant | 1 | Biomass | Internal Combustion | Operating | 0.4 | 0.4 | 121693.63 | 25.78 | 8.68 | 17.11 | 17.11 | 0 | 196.04 | 50.68 | 12285 | NA | 3150 | 89.64 | NA | NA | NA | N
Earthmovers Landfill Gas Plant | 2 | Biomass | Internal Combustion | Operating | 0.4 | 0.4 | 121694.03 | 25.78 | 8.68 | 17.11 | 17.11 | 0 | 196.04 | 50.68 | 12285 | NA | 3150 | 89.64 | NA | NA | NA | N
Earthmovers Landfill Gas Plant | 3 | Biomass | Internal Combustion | Operating | 0.4 | 0.4 | 121694.43 | 25.78 | 8.68 | 17.11 | 17.11 | 0 | 196.04 | 50.68 | 12285 | NA | 3150 | 89.64 | NA | NA | NA | N
Earthmovers Landfill Gas Plant | 4 | Biomass | Internal Combustion | Operating | 0.4 | 0.4 | 121694.83 | 25.78 | 8.68 | 17.11 | 17.11 | 0 | 196.04 | 50.68 | 12285 | NA | 3150 | 89.64 | NA | NA | NA | N
Earthmovers Landfill Gas Plant | 5 | Biomass | Internal Combustion | Operating | 0.4 | 0.4 | 121695.23 | 25.78 | 8.68 | 17.11 | 17.11 | 0 | 196.04 | 50.68 | 12285 | NA | 3150 | 89.64 | NA | NA | NA | N
Earthmovers Landfill Gas Plant | 6 | Biomass | Internal Combustion | Operating | 0.4 | 0.4 | 121695.63 | 25.78 | 8.68 | 17.11 | 17.11 | 0 | 196.04 | 50.68 | 12285 | NA | 3150 | 89.64 | NA | NA | NA | N
McKee Run | 1 | Natural Gas | Steam Turbine | Retired | 17 | 17 | 121712.63 | 25.83 | 22.9 | 2.93 | 2.93 | 0 | 11.17 | NA | 11700 | NA | NA | NA | 0.286 | 0.0008 | 121.6164 | N
Kankakee Hydroelectric Facility | 1 | Water | Hydro | Operating | 0.4 | 0.4 | 121713.03 | 25.89 | 0 | 25.89 | 25.89 | 0 | 84.79 | NA | NA | NA | NA | NA | NA | NA | NA | N
Kankakee Hydroelectric Facility | 2 | Water | Hydro | Operating | 0.4 | 0.4 | 121713.43 | 25.89 | 0 | 25.89 | 25.89 | 0 | 84.79 | NA | NA | NA | NA | NA | NA | NA | NA | N
Kankakee Hydroelectric Facility | 3 | Water | Hydro | Operating | 0.4 | 0.4 | 121713.83 | 25.89 | 0 | 25.89 | 25.89 | 0 | 84.79 | NA | NA | NA | NA | NA | NA | NA | NA | N
MTF CHP Plant (ACI Energy Partners) | GEN1 | Natural Gas | Combustion Turbine | Out of Service | 8.1 | 8.1 | 121721.93 | 26.07 | 22.26 | 3.81 | 3.81 | 0 | 4.97 | NA | 11374 | NA | NA | NA | 0.059 | 0.002 | 119.31 | Y
East Bend | 2 | Coal | Steam Turbine | Operating | 600 | 600 | 122321.93 | 26.13 | 22.29 | 3.84 | 3.84 | 0 | 37.69 | 32.3 | 10913 | 40021617 | 3667297 | 69.58 | 0.1691 | 0.1291 | 205.2001 | N
Bucknell University | G001 | Natural Gas | Combined Cycle | Operating | 5.5 | 5.5 | 122327.43 | 26.16 | 17.94 | 8.22 | 8.22 | 0 | 26.37 | NA | 10642 | NA | NA | NA | 0.02 | 0.001 | 118.4 | Y
Bucknell University | G502 | Natural Gas | Combined Cycle | Operating | 1.2 | 1.2 | 122328.63 | 26.16 | 17.94 | 8.22 | 8.22 | 0 | 26.37 | NA | 10642 | NA | NA | NA | 0.02 | 0.001 | 118.4 | Y
W.H. Sammis | 1 | Coal | Steam Turbine | Operating | 180 | 180 | 122508.63 | 26.34 | 22.8 | 3.53 | 3.53 | 0 | 28.14 | 38.56 | 11698 | 4848606 | 414490 | 26.22 | 0.2174 | 0.4018 | 209.7626 | N
Homer City | 3 | Coal | Steam Turbine | Operating | 651.7 | 651.7 | 123160.33 | 26.35 | 22.67 | 3.68 | 3.68 | 0 | 28.17 | 34.22 | 10252 | 23932944 | 2334496 | 40.78 | 0.3231 | 0.2699 | 205.2001 | N
Rockport | 2 | Coal | Steam Turbine | Operating | 1299 | 1299 | 124459.33 | 26.41 | 22.33 | 4.08 | 3.93 | 0.15 | 65.6 | 39.94 | 10158 | 63958966 | 6296167 | 55.14 | 0.2134 | 0.4034 | 209.7602 | N
Hopewell Cogeneration | GT1 | Natural Gas | Combined Cycle | Operating | 101 | 101 | 124560.33 | 26.48 | 24.15 | 2.33 | 2.33 | 0 | 13.54 | 31.71 | 8440 | 2972020 | 261748 | 29.5 | 0.1006 | 0.001 | 119.0417 | Y
Hopewell Cogeneration | GT2 | Natural Gas | Combined Cycle | Operating | 101 | 101 | 124661.33 | 26.48 | 24.15 | 2.33 | 2.33 | 0 | 13.54 | 30.67 | 8440 | 3639975 | 326589 | 36.81 | 0.1076 | 0.0007 | 118.9045 | Y
Hopewell Cogeneration | GT3 | Natural Gas | Combined Cycle | Operating | 101 | 101 | 124762.33 | 26.48 | 24.15 | 2.33 | 2.33 | 0 | 13.54 | 30.88 | 8440 | 3517161 | 310841 | 35.04 | 0.0941 | 0.0008 | 118.944 | Y
Hopewell Cogeneration | ST1 | Natural Gas | Combined Cycle | Operating | 96 | 96 | 124858.33 | 26.48 | 24.15 | 2.33 | 2.33 | 0 | 13.54 | 30.8 | 8440 | 0 | 300930 | 35.69 | 0.1009 | 0.0008 | 118.9587 | Y
Constantine | 1 | Water | Hydro | Operating | 0.3 | 0.3 | 124858.63 | 26.52 | 0 | 26.52 | 26.52 | 0 | 81.67 | 44.54 | NA | NA | 1360 | 51.6 | NA | NA | NA | N
Constantine | 2 | Water | Hydro | Operating | 0.3 | 0.3 | 124858.93 | 26.52 | 0 | 26.52 | 26.52 | 0 | 81.67 | 44.54 | NA | NA | 1360 | 51.6 | NA | NA | NA | N
Constantine | 3 | Water | Hydro | Operating | 0.3 | 0.3 | 124859.23 | 26.52 | 0 | 26.52 | 26.52 | 0 | 81.67 | 44.54 | NA | NA | 1360 | 51.6 | NA | NA | NA | N
Constantine | 4 | Water | Hydro | Operating | 0.3 | 0.3 | 124859.53 | 26.52 | 0 | 26.52 | 26.52 | 0 | 81.67 | 44.54 | NA | NA | 1360 | 51.6 | NA | NA | NA | N
Kearny GT | 133 | Natural Gas | Combustion Turbine | Operating | 44.5 | 44.5 | 124904.03 | 26.62 | 24.8 | 1.82 | 1.82 | 0 | 3.2 | 29 | 10196 | 608991 | 59728 | 15.28 | 0.0082 | 0.0006 | 118.8608 | N
Kearny GT | 141 | Natural Gas | Combustion Turbine | Operating | 44.5 | 44.5 | 124948.53 | 26.65 | 24.83 | 1.82 | 1.82 | 0 | 3.2 | 28.5 | 10209 | 787895 | 77173 | 19.74 | 0.0078 | 0.0007 | 118.8587 | N
Kearny GT | 134 | Natural Gas | Combustion Turbine | Operating | 44.5 | 44.5 | 124993.03 | 26.67 | 24.85 | 1.82 | 1.82 | 0 | 3.2 | 29 | 10217 | 624257 | 61097 | 15.63 | 0.0074 | 0.0007 | 118.8584 | N
Kearny GT | N124 | Natural Gas | Combustion Turbine | Operating | 44.5 | 44.5 | 125037.53 | 26.7 | 24.88 | 1.82 | 1.82 | 0 | 3.2 | 29.89 | 10229 | 456415 | 44618 | 11.41 | 0.0891 | 0.0007 | 119.2693 | N
Rockport | 1 | Coal | Steam Turbine | Operating | 1299 | 1299 | 126336.53 | 26.72 | 22.64 | 4.08 | 3.93 | 0.15 | 65.6 | 42.92 | 10301 | 54201802 | 5261703 | 46.08 | 0.2216 | 0.4182 | 209.76 | N
Kearny GT | 142 | Natural Gas | Combustion Turbine | Operating | 44.5 | 44.5 | 126381.03 | 26.73 | 24.91 | 1.82 | 1.82 | 0 | 3.2 | 28.52 | 10242 | 812583 | 79341 | 20.3 | 0.008 | 0.0007 | 118.854 | N
Emporia | GEN1 | Water | Hydro | Operating | 2 | 2 | 126383.03 | 26.79 | 0 | 26.79 | 26.79 | 0 | 51.87 | NA | NA | NA | NA | NA | NA | NA | NA | N
Emporia | GEN2 | Water | Hydro | Operating | 0.5 | 0.5 | 126383.53 | 26.79 | 0 | 26.79 | 26.79 | 0 | 51.87 | NA | NA | NA | NA | NA | NA | NA | NA | N
Bellemeade Power Station | 1 | Natural Gas | Combined Cycle | Operating | 95 | 95 | 126478.53 | 26.89 | 23.51 | 3.38 | 3.38 | 0 | 18.62 | 31.44 | 8742 | 8188122 | 388595 | 46.57 | 0.0263 | 0.0007 | 118.8967 | N
Bellemeade Power Station | 2 | Natural Gas | Combined Cycle | Operating | 95 | 95 | 126573.53 | 26.89 | 23.51 | 3.38 | 3.38 | 0 | 18.62 | 33.35 | 8742 | 0 | 274006 | 32.84 | 0.0262 | 0.0006 | 118.8759 | N
Bellemeade Power Station | 3 | Natural Gas | Combined Cycle | Operating | 77 | 77 | 126650.53 | 26.89 | 23.51 | 3.38 | 3.38 | 0 | 18.62 | 32.12 | 8742 | 0 | 274006 | 40.51 | 0.0263 | 0.0007 | 118.886 | N
Mitchell (WV) | 1 | Coal | Steam Turbine | Operating | 770 | 770 | 127420.53 | 26.94 | 24.18 | 2.76 | 2.71 | 0.05 | 26.65 | 32.77 | 10517 | 37034389 | 3521377 | 52.06 | 0.0877 | 0.0911 | 204.7689 | N
Martins Creek 3 and 4 | 4 | Natural Gas | Steam Turbine | Operating | 868.3 | 868.3 | 128288.83 | 27.02 | 25.21 | 1.81 | 1.81 | 0 | 9.83 | 30.94 | 11030 | 24034474 | 2179009 | 28.57 | 0.1765 | 0.0048 | 120.0297 | N
H.L. Spurlock | 1 | Coal | Steam Turbine | Operating | 300 | 300 | 128588.83 | 27.03 | 24.71 | 2.32 | 2.32 | 0 | 28.05 | 31.53 | 10975 | 20520245 | 1869799 | 70.95 | 0.0891 | 0.1053 | 205.1999 | N
Baltimore | GEN2 | Natural Gas | Steam Turbine | Operating | 2.5 | 2.5 | 128591.33 | 27.05 | 24.12 | 2.93 | 2.93 | 0 | 11.17 | NA | 12323 | NA | NA | NA | 0.153 | 0.029 | 120.44 | Y
Kearny GT | 132 | Natural Gas | Combustion Turbine | Operating | 44.5 | 44.5 | 128635.83 | 27.05 | 25.23 | 1.82 | 1.82 | 0 | 3.2 | 29.38 | 10373 | 634602 | 61177 | 15.65 | 0.0084 | 0.0007 | 118.8444 | N
Homer City | 2 | Coal | Steam Turbine | Operating | 623.9 | 623.9 | 129259.73 | 27.1 | 23.42 | 3.68 | 3.68 | 0 | 28.17 | 36.17 | 10587 | 20503995 | 1936644 | 35.34 | 0.3569 | 1.4514 | 205.2005 | N
Archbald Power Station | Gen2 | Natural Gas | Combustion Turbine | Operating | 50 | 50 | 129309.73 | 27.16 | 25.73 | 1.44 | 1.44 | 0 | 3.86 | NA | 11384 | NA | NA | NA | 0.0764 | 0.0006 | 118.8703 | N
Martins Creek 3 and 4 | 3 | Natural Gas | Steam Turbine | Operating | 861.4 | 861.4 | 130171.13 | 27.28 | 25.47 | 1.81 | 1.81 | 0 | 9.83 | 31.07 | 11143 | 24842915 | 2229467 | 29.46 | 0.1623 | 0.0051 | 119.2338 | N
Homer City | 1 | Coal | Steam Turbine | Operating | 625.5 | 625.5 | 130796.63 | 27.36 | 23.68 | 3.68 | 3.68 | 0 | 28.17 | 34.84 | 10709 | 25239145 | 2356923 | 42.9 | 0.2964 | 0.2009 | 205.1999 | N
Paulsboro Refinery | GEN1 | Natural Gas | Combined Cycle | Operating | 27 | 27 | 130823.63 | 27.38 | 22.84 | 4.54 | 4.54 | 0 | 26.37 | NA | 11671 | NA | NA | NA | 0.02 | 0.001 | 118.4 | Y
Paulsboro Refinery | GEN2 | Natural Gas | Combined Cycle | Operating | 15 | 15 | 130838.63 | 27.38 | 22.84 | 4.54 | 4.54 | 0 | 26.37 | NA | 11671 | NA | NA | NA | 0.02 | 0.001 | 118.4 | Y
Paulsboro Refinery | GEN3 | Natural Gas | Combined Cycle | Operating | 15 | 15 | 130853.63 | 27.38 | 22.84 | 4.54 | 4.54 | 0 | 26.37 | NA | 11671 | NA | NA | NA | 0.02 | 0.001 | 118.4 | Y
Warrior Run Cogeneration | GEN1 | Coal | Steam Turbine | Operating | 180 | 180 | 131033.63 | 27.38 | 24.5 | 2.87 | 2.87 | 0 | 26.42 | 32.2 | 10857 | 10693562 | 984976 | 62.3 | 0.0613 | 0.1532 | 205.1325 | Y
H.L. Spurlock | 2 | Coal | Steam Turbine | Operating | 510 | 510 | 131543.63 | 27.39 | 25.07 | 2.32 | 2.32 | 0 | 28.05 | 32.02 | 11133 | 34342911 | 3084841 | 68.86 | 0.0912 | 0.0956 | 205.2001 | N
Kearny GT | 131 | Natural Gas | Combustion Turbine | Operating | 44.5 | 44.5 | 131588.13 | 27.39 | 25.57 | 1.82 | 1.82 | 0 | 3.2 | 29.88 | 10512 | 599475 | 57026 | 14.59 | 0.0085 | 0.0007 | 118.8472 | N
Handsome Lake Energy | GT05 | Natural Gas | Combustion Turbine | Operating | 53.5 | 53.5 | 131641.63 | 27.41 | 24.53 | 2.88 | 2.88 | 0 | 3.29 | 47.94 | 14403 | 123630 | 8584 | 1.83 | 0.1651 | 0.0007 | 117.8617 | N
Kearny GT | N123 | Natural Gas | Combustion Turbine | Operating | 44.5 | 44.5 | 131686.13 | 27.49 | 25.67 | 1.82 | 1.82 | 0 | 3.2 | 31.5 | 10554 | 374864 | 35520 | 9.09 | 0.0918 | 0.0007 | 119.2847 | N
W.H. Sammis | 2 | Coal | Steam Turbine | Operating | 180 | 180 | 131866.13 | 27.58 | 24.05 | 3.53 | 3.53 | 0 | 28.14 | 43.24 | 12336 | 3990790 | 323502 | 20.46 | 0.2191 | 0.4102 | 209.7603 | N
Edge Moor 3-4 | 4 | Natural Gas | Steam Turbine | Operating | 174 | 174 | 132040.13 | 27.61 | 20.83 | 6.78 | 6.78 | 0 | 16.72 | 38.03 | 10645 | 2972844 | 279267 | 18.27 | 0.0642 | 0.0006 | 118.5593 | Y
York Cogeneration | GT#1 | Natural Gas | Combined Cycle | Operating | 7.46 | 7.46 | 132047.59 | 27.61 | 19.39 | 8.22 | 8.22 | 0 | 26.37 | NA | 9907 | NA | NA | NA | 0.02 | 0.001 | 118.4 | Y
York Cogeneration | GT#2 | Natural Gas | Combined Cycle | Operating | 7.46 | 7.46 | 132055.05 | 27.61 | 19.39 | 8.22 | 8.22 | 0 | 26.37 | NA | 9907 | NA | NA | NA | 0.02 | 0.001 | 118.4 | Y
York Cogeneration | GT#5 | Natural Gas | Combined Cycle | Operating | 7.46 | 7.46 | 132062.51 | 27.61 | 19.39 | 8.22 | 8.22 | 0 | 26.37 | NA | 9907 | NA | NA | NA | 0.02 | 0.001 | 118.4 | Y
York Cogeneration | GT#6 | Natural Gas | Combined Cycle | Operating | 7.46 | 7.46 | 132069.97 | 27.61 | 19.39 | 8.22 | 8.22 | 0 | 26.37 | NA | 9907 | NA | NA | NA | 0.02 | 0.001 | 118.4 | Y
York Cogeneration | ST#1 | Natural Gas | Combined Cycle | Operating | 8.54 | 8.54 | 132078.51 | 27.61 | 19.39 | 8.22 | 8.22 | 0 | 26.37 | NA | 9907 | NA | NA | NA | 0.02 | 0.001 | 118.4 | Y
York Cogeneration | ST#2 | Natural Gas | Combined Cycle | Operating | 8.54 | 8.54 | 132087.05 | 27.61 | 19.39 | 8.22 | 8.22 | 0 | 26.37 | NA | 9907 | NA | NA | NA | 0.02 | 0.001 | 118.4 | Y
Clifty Creek | 5 | Coal | Steam Turbine | Operating | 184.44 | 184.44 | 132271.49 | 27.73 | 24.41 | 3.32 | 3.32 | 0 | 27.46 | 34.52 | 10853 | 8089341 | 745335 | 46 | 0.3907 | 0.1569 | 209.7591 | N
W.H. Sammis | 4 | Coal | Steam Turbine | Operating | 180 | 180 | 132451.49 | 27.74 | 24.21 | 3.53 | 3.53 | 0 | 28.14 | 43.79 | 12420 | 3920372 | 315640 | 19.96 | 0.2103 | 0.3744 | 209.7601 | N
Clifty Creek | 2 | Coal | Steam Turbine | Operating | 184.44 | 184.44 | 132635.93 | 27.76 | 24.43 | 3.32 | 3.32 | 0 | 27.46 | 33.65 | 10865 | 9331856 | 858889 | 53.01 | 0.2921 | 0.1716 | 209.7632 | N
Clifty Creek | 4 | Coal | Steam Turbine | Operating | 184.44 | 184.44 | 132820.38 | 27.76 | 24.44 | 3.32 | 3.32 | 0 | 27.46 | 34.18 | 10868 | 8575230 | 789031 | 48.7 | 0.404 | 0.157 | 209.7617 | N
W.H. Zimmer | ST1 | Coal | Steam Turbine | Operating | 1344 | 1344 | 134164.38 | 27.79 | 23.14 | 4.65 | 4.65 | 0 | 35.87 | 36.63 | 9834 | 53620017 | 5452721 | 46.19 | 0.2129 | 0.3888 | 204.9236 | N
Delaware City CT | CT1 | Natural Gas | Combustion Turbine | Operating | 72 | 72 | 134236.38 | 27.82 | 26.39 | 1.44 | 1.44 | 0 | 3.52 | 28.39 | 13483 | 6025682 | 446918 | 70.66 | 0.059 | 0.002 | 119.31 | Y
Delaware City CT | CT2 | Natural Gas | Combustion Turbine | Operating | 72 | 72 | 134308.38 | 27.82 | 26.39 | 1.44 | 1.44 | 0 | 3.52 | 28.39 | 13483 | 6025682 | 446918 | 70.66 | 0.059 | 0.002 | 119.31 | Y
Clifty Creek | 6 | Coal | Steam Turbine | Operating | 184.44 | 184.44 | 134492.82 | 27.88 | 24.56 | 3.32 | 3.32 | 0 | 27.46 | 34.98 | 10919 | 7788096 | 713250 | 44.02 | 0.4244 | 0.1583 | 209.7604 | N
W.H. Sammis | 3 | Coal | Steam Turbine | Operating | 180 | 180 | 134672.82 | 27.91 | 24.37 | 3.53 | 3.53 | 0 | 28.14 | 40.81 | 12504 | 4910340 | 392706 | 24.84 | 0.219 | 0.4012 | 209.7627 | N
Clifty Creek | 3 | Coal | Steam Turbine | Operating | 184.44 | 184.44 | 134857.26 | 27.94 | 24.62 | 3.32 | 3.32 | 0 | 27.46 | 34.01 | 10948 | 9139599 | 834816 | 51.53 | 0.2709 | 0.176 | 209.7606 | N
Orrville | 9 | Coal | Steam Turbine | Operating | 20 | 20 | 134877.26 | 28.09 | 25.52 | 2.58 | 2.58 | 0 | 27.31 | NA | 10932 | NA | NA | NA | 0.199 | 0.48 | 205.84 | N
Grant Town Cogen | GEN1 | Coal | Steam Turbine | Operating | 80 | 80 | 134957.26 | 28.24 | 25.5 | 2.73 | 2.73 | 0 | 20.66 | 30.69 | 13412 | 9016239 | 672244 | 95.66 | 0.2956 | 0.4808 | 205.2057 | Y
LSP University Park | 5 | Natural Gas | Combustion Turbine | Operating | 45 | 45 | 135002.26 | 28.29 | 26.66 | 1.63 | 1.63 | 0 | 3.17 | 30.24 | 9937 | 725293 | 72989 | 18.47 | 0.0215 | 0.0006 | 118.8573 | N
Chalk Point 3 and 4 | 4 | Natural Gas | Steam Turbine | Operating | 582 | 582 | 135584.26 | 28.3 | 24.81 | 3.49 | 3.49 | 0 | 10.2 | 35.09 | 12316 | 10761602 | 873786 | 17.09 | 0.1325 | 0.0024 | 118.562 | N
Cordova Energy Center | PT11 | Natural Gas | Combined Cycle | Operating | 205 | 205 | 135789.26 | 28.3 | 20.08 | 8.22 | 8.22 | 0 | 10.4 | 215.47 | 7483 | 124053 | 11391 | 0.63 | 0.0109 | 0.0006 | 118.85 | N
Cordova Energy Center | PT21 | Natural Gas | Combined Cycle | Operating | 205 | 205 | 135994.26 | 28.3 | 20.08 | 8.22 | 8.22 | 0 | 10.4 | 136.9 | 7483 | 219479 | 19633 | 1.09 | 0.0118 | 0.0006 | 118.8542 | N
Bethlehem CC | CTG3 | Natural Gas | Combined Cycle | Operating | 127 | 127 | 60704.98 | 16.92 | 16.02 | 0.9 | 0.9 | 0 | 9.35 | 19 | 8102 | 7156988 | 569341 | 51.04 | 0.006 | 0.0007 | 119.0611 | N
Bethlehem CC | CTG5 | Natural Gas | Combined Cycle | Operating | 118 | 118 | 60822.98 | 16.92 | 16.02 | 0.9 | 0.9 | 0 | 9.35 | 19 | 8102 | 7211532 | 528832 | 51.02 | 0.0065 | 0.0008 | 119.0401 | N
Bethlehem CC | CTG6 | Natural Gas | Combined Cycle | Operating | 127 | 127 | 60949.98 | 16.92 | 16.02 | 0.9 | 0.9 | 0 | 9.35 | 18.87 | 8102 | 7532177 | 606534 | 54.37 | 0.0045 | 0.0007 | 118.966 | N
Bethlehem CC | CTG7 | Natural Gas | Combined Cycle | Operating | 127 | 127 | 61076.98 | 16.92 | 16.02 | 0.9 | 0.9 | 0 | 9.35 | 19.04 | 8102 | 6981841 | 559643 | 50.17 | 0.0058 | 0.0007 | 118.9063 | N
Bethlehem CC | STG4 | Natural Gas | Combined Cycle | Operating | 195 | 195 | 61271.98 | 16.92 | 16.02 | 0.9 | 0.9 | 0 | 9.35 | 18.77 | 8102 | 0 | 986109 | 57.57 | 0.0058 | 0.0007 | 118.9724 | N
Bethlehem CC | STG8 | Natural Gas | Combined Cycle | Operating | 195 | 195 | 61466.98 | 16.92 | 16.02 | 0.9 | 0.9 | 0 | 9.35 | 18.79 | 8102 | 0 | 971796 | 56.73 | 0.0058 | 0.0007 | 118.9724 | N
Red Oak | 1 | Natural Gas | Combined Cycle | Operating | 182.7 | 182.7 | 61649.68 | 17 | 16.32 | 0.67 | 0.67 | 0 | 9.78 | 18.36 | 7223 | 14586136 | 1313840 | 81.87 | 0.0102 | 0.0006 | 118.8576 | N
Red Oak | 2 | Natural Gas | Combined Cycle | Operating | 182.7 | 182.7 | 61832.38 | 17 | 16.32 | 0.67 | 0.67 | 0 | 9.78 | 18.41 | 7223 | 14308124 | 1260060 | 78.52 | 0.0101 | 0.0006 | 118.8579 | N
Red Oak | 3 | Natural Gas | Combined Cycle | Operating | 182.7 | 182.7 | 62015.08 | 17 | 16.32 | 0.67 | 0.67 | 0 | 9.78 | 18.39 | 7223 | 14118377 | 1281485 | 79.85 | 0.0101 | 0.0006 | 118.8578 | N
Red Oak | 4 | Natural Gas | Combined Cycle | Operating | 275 | 275 | 62290.08 | 17 | 16.32 | 0.67 | 0.67 | 0 | 9.78 | 18.28 | 7223 | 0 | 2099873 | 86.93 | 0.0101 | 0.0006 | 118.8578 | N
Newark Energy Center | GT-1 | Natural Gas | Combined Cycle | Operating | 225 | 225 | 62515.08 | 17.04 | 16.39 | 0.65 | 0.65 | 0 | 8.56 | 18.49 | 6810 | 14188377 | 1331188 | 67.35 | 0.0061 | 0.0006 | 118.8572 | N
Newark Energy Center | GT-2 | Natural Gas | Combined Cycle | Operating | 225 | 225 | 62740.08 | 17.04 | 16.39 | 0.65 | 0.65 | 0 | 8.56 | 18.42 | 6810 | 13563405 | 1397911 | 70.73 | 0.006 | 0.0006 | 118.8579 | N
Newark Energy Center | STG-1 | Natural Gas | Combined Cycle | Operating | 220 | 220 | 62960.08 | 17.04 | 16.39 | 0.65 | 0.65 | 0 | 8.56 | 18.22 | 6810 | 1737577 | 1601335 | 63.97 | 0.0061 | 0.0006 | 118.8576 | N
Luray | 1 | Water | Hydro | Operating | 0.6 | 0.6 | 62960.68 | 17.21 | 0 | 17.21 | 17.21 | 0 | 110.78 | NA | NA | NA | NA | NA | NA | NA | NA | N
Luray | 2 | Water | Hydro | Operating | 0.4 | 0.4 | 62961.08 | 17.21 | 0 | 17.21 | 17.21 | 0 | 110.78 | NA | NA | NA | NA | NA | NA | NA | NA | N
Luray | 3 | Water | Hydro | Operating | 0.6 | 0.6 | 62961.68 | 17.21 | 0 | 17.21 | 17.21 | 0 | 110.78 | NA | NA | NA | NA | NA | NA | NA | NA | N
York Energy Center (Delta Power Project) | CTG1 | Natural Gas | Combined Cycle | Operating | 113 | 113 | 63074.68 | 17.24 | 15.88 | 1.36 | 1.36 | 0 | 9.17 | 20.27 | 8028 | 4194923 | 342258 | 34.48 | 0.0072 | 0.0012 | 118.9806 | N
York Energy Center (Delta Power Project) | CTG2 | Natural Gas | Combined Cycle | Operating | 122 | 122 | 63196.68 | 17.24 | 15.88 | 1.36 | 1.36 | 0 | 9.17 | 20.52 | 8028 | 4176050 | 340826 | 31.8 | 0.0064 | 0.0008 | 118.9704 | N
York Energy Center (Delta Power Project) | CTG3 | Natural Gas | Combined Cycle | Operating | 122 | 122 | 63318.68 | 17.24 | 15.88 | 1.36 | 1.36 | 0 | 9.17 | 20.59 | 8028 | 4091808 | 333869 | 31.15 | 0.006 | 0.0012 | 118.9903 | N
York Energy Center (Delta Power Project) | STG1 | Natural Gas | Combined Cycle | Operating | 188 | 188 | 63506.68 | 17.24 | 15.88 | 1.36 | 1.36 | 0 | 9.17 | 20.46 | 8028 | 0 | 535448 | 32.42 | 0.0065 | 0.001 | 118.9804 | N
University of Medicine & Dentistry | GEN1 | Natural Gas | Combustion Turbine | Operating | 3.7 | 3.7 | 63510.38 | 17.25 | 15.81 | 1.44 | 1.44 | 0 | 10.42 | NA | 6569 | NA | NA | NA | 0.059 | 0.002 | 119.31 | Y
University of Medicine & Dentistry | GEN2 | Natural Gas | Combustion Turbine | Operating | 3.7 | 3.7 | 63514.08 | 17.25 | 15.81 | 1.44 | 1.44 | 0 | 10.42 | NA | 6569 | NA | NA | NA | 0.059 | 0.002 | 119.31 | Y
University of Medicine & Dentistry | GEN3 | Natural Gas | Combustion Turbine | Operating | 3.7 | 3.7 | 63517.78 | 17.25 | 15.81 | 1.44 | 1.44 | 0 | 10.42 | NA | 6569 | NA | NA | NA | 0.059 | 0.002 | 119.31 | Y
Johnsonburg Mill | PT1 | Biomass | Steam Turbine | Operating | 49 | 49 | 63566.78 | 17.32 | 10.08 | 7.24 | 7.24 | 0 | 22.81 | 22.42 | 10739 | 2354107 | 219209 | 50.93 | 0.4359 | 0.029 | 120.44 | Y
Hay Road | HR1 | Natural Gas | Combined Cycle | Operating | 126 | 126 | 63692.78 | 17.34 | 15.94 | 1.4 | 1.4 | 0 | 10.31 | 20.34 | 8028 | 5341603 | 432548 | 39.08 | 0.0604 | 0.0004 | 119.09 | N
Hay Road | HR2 | Natural Gas | Combined Cycle | Operating | 126 | 126 | 63818.78 | 17.34 | 15.94 | 1.4 | 1.4 | 0 | 10.31 | 20.5 | 8028 | 5146257 | 411065 | 37.14 | 0.0618 | 0.0004 | 118.9777 | N
Hay Road | HR3 | Natural Gas | Combined Cycle | Operating | 126 | 126 | 63944.78 | 17.34 | 15.94 | 1.4 | 1.4 | 0 | 10.31 | 20.26 | 8028 | 5492711 | 445617 | 40.26 | 0.0647 | 0.0006 | 118.9026 | N
Hay Road | HR4 | Natural Gas | Combined Cycle | Operating | 187 | 187 | 64131.78 | 17.34 | 15.94 | 1.4 | 1.4 | 0 | 10.31 | 20.29 | 8028 | 0 | 653271 | 39.77 | 0.0387 | 0.0004 | 119.0899 | N
Hay Road | HR5 | Natural Gas | Combined Cycle | Operating | 128 | 128 | 64259.78 | 17.34 | 15.94 | 1.4 | 1.4 | 0 | 10.31 | 20.54 | 8028 | 4969591 | 412308 | 36.67 | 0.0128 | 0.0006 | 118.9653 | N
Hay Road | HR6 | Natural Gas | Combined Cycle | Operating | 128 | 128 | 64387.78 | 17.34 | 15.94 | 1.4 | 1.4 | 0 | 10.31 | 20.48 | 8028 | 5021598 | 420090 | 37.36 | 0.0128 | 0.0006 | 119.0233 | N
Hay Road | HR7 | Natural Gas | Combined Cycle | Operating | 128 | 128 | 64515.78 | 17.34 | 15.94 | 1.4 | 1.4 | 0 | 10.31 | 20.56 | 8028 | 4980312 | 410082 | 36.47 | 0.0143 | 0.0006 | 119.6032 | N
Hay Road | HR8 | Natural Gas | Combined Cycle | Operating | 187 | 187 | 64702.78 | 17.34 | 15.94 | 1.4 | 1.4 | 0 | 10.31 | 20.21 | 8028 | 0 | 670753 | 40.83 | 0.0387 | 0.0004 | 119.0899 | N
Dover Energy Center - Repower CC | COG1 | Natural Gas | Combined Cycle | Operating | 16 | 16 | 64718.78 | 17.54 | 16.03 | 1.51 | 1.51 | 0 | 10.95 | NA | 8192 | NA | NA | NA | 0.0071 | 0.0006 | 118.8569 | Y
Dover Energy Center - Repower CC | KD-1 | Natural Gas | Combined Cycle | Operating | 50 | 50 | 64768.78 | 17.54 | 16.03 | 1.51 | 1.51 | 0 | 10.95 | NA | 8192 | NA | NA | NA | 0.0071 | 0.0006 | 118.8569 | Y
RockTenn West Point Mill (St. Laurent Paper Products) | GEN8 | Biomass | Steam Turbine | Operating | 5 | 5 | 64773.78 | 17.67 | 10.43 | 7.25 | 7.25 | 0 | 28.16 | NA | 4817 | 0 | 0 | 0 | 0.1353 | 0.029 | 120.44 | Y
Lower Mount Bethel | G1 | Natural Gas | Combined Cycle | Operating | 198.1 | 198.1 | 64971.88 | 17.77 | 16.99 | 0.78 | 0.78 | 0 | 9.95 | 19.37 | 7519 | 14879866 | 1231293 | 70.76 | 0.01 | 0.0006 | 118.8574 | N
Lower Mount Bethel | G2 | Natural Gas | Combined Cycle | Operating | 196.9 | 196.9 | 65168.78 | 17.77 | 16.99 | 0.78 | 0.78 | 0 | 9.95 | 19.35 | 7519 | 14743714 | 1237639 | 71.56 | 0.0099 | 0.0006 | 118.8577 | N
Lower Mount Bethel | G3 | Natural Gas | Combined Cycle | Operating | 232.5 | 232.5 | 65401.28 | 17.77 | 16.99 | 0.78 | 0.78 | 0 | 9.95 | 19.34 | 7519 | 0 | 1470712 | 72.01 | 0.01 | 0.0006 | 118.8575 | N
Radford Army Ammunition | GEN1 | Coal | Steam Turbine | Operating | 5.6 | 5.6 | 65406.88 | 17.82 | 15.25 | 2.58 | 2.58 | 0 | 27.31 | NA | 6582 | NA | NA | NA | 0.199 | 0.48 | 205.84 | Y
Busch Cogeneration Plant | 1 | Natural Gas | Combined Cycle | Operating | 14 | 14 | 65420.88 | 17.85 | 16.69 | 1.15 | 1.15 | 0 | 13.22 | NA | 7387 | NA | NA | NA | 0.02 | 0.001 | 118.4 | Y
P.H. Glatfelter Company - Pennsylvania | GEN1 | Coal | Steam Turbine | Operating | 5 | 5 | 65425.88 | 17.93 | 15.36 | 2.58 | 2.58 | 0 | 27.31 | NA | 5471 | NA | NA | NA | 0.3468 | 0.48 | 205.84 | Y
P.H. Glatfelter Company - Pennsylvania | GEN2 | Coal | Steam Turbine | Operating | 3.9 | 3.9 | 65429.78 | 17.93 | 15.36 | 2.58 | 2.58 | 0 | 27.31 | NA | 5471 | NA | NA | NA | 0.3468 | 0.48 | 205.84 | Y
P.H. Glatfelter Company - Pennsylvania | GEN4 | Coal | Steam Turbine | Operating | 8 | 8 | 65437.78 | 17.93 | 15.35 | 2.58 | 2.58 | 0 | 27.31 | NA | 5471 | NA | NA | NA | 0.4703 | 0.48 | 205.84 | Y
P.H. Glatfelter Company - Pennsylvania | GEN5 | Coal | Steam Turbine | Operating | 33.1 | 33.1 | 65470.88 | 17.93 | 15.36 | 2.58 | 2.58 | 0 | 27.31 | NA | 5471 | NA | NA | NA | 0.5196 | 0.48 | 205.84 | Y
P.H. Glatfelter Company - Pennsylvania | GEN3 | Coal | Steam Turbine | Operating | 4.3 | 4.3 | 65475.18 | 17.94 | 15.36 | 2.58 | 2.58 | 0 | 27.31 | NA | 5473 | NA | NA | NA | 0.3468 | 0.48 | 205.84 | Y
Townsend Hydro | GEN1 | Water | Hydro | Operating | 2.1 | 2.1 | 65477.28 | 17.95 | 0 | 17.95 | 17.95 | 0 | 32.54 | NA | NA | NA | NA | NA | NA | NA | NA | N
Townsend Hydro | GEN2 | Water | Hydro | Operating | 2.1 | 2.1 | 65479.38 | 17.95 | 0 | 17.95 | 17.95 | 0 | 32.54 | NA | NA | NA | NA | NA | NA | NA | NA | N
Snowden | 4 | Water | Hydro | Operating | 2.5 | 2.5 | 65481.88 | 18 | 0 | 18 | 18 | 0 | 28.36 | NA | NA | NA | NA | NA | NA | NA | NA | N
Snowden | 5 | Water | Hydro | Operating | 2.5 | 2.5 | 65484.38 | 18 | 0 | 18 | 18 | 0 | 28.36 | NA | NA | NA | NA | NA | NA | NA | NA | N
Central Soya Company Inc. | 3516 | Natural Gas | Steam Turbine | Operating | 2.2 | 2.2 | 65486.58 | 18.07 | 15.13 | 2.93 | 2.93 | 0 | 11.17 | NA | 5841 | NA | NA | NA | 0.153 | 0.029 | 120.44 | Y
Roanoke Rapids, North Carolina | GEN1 | Biomass | Steam Turbine | Operating | 30 | 30 | 65516.58 | 18.11 | 0 | 18.11 | 18.11 | 0 | 76.99 | NA | 5073 | NA | NA | NA | 0.5925 | 0.029 | 120.44 | Y
Radford Army Ammunition | GEN3 | Coal | Steam Turbine | Operating | 5.6 | 5.6 | 65522.18 | 18.12 | 15.54 | 2.58 | 2.58 | 0 | 27.31 | NA | 6708 | NA | NA | NA | 0.199 | 0.48 | 205.84 | Y
Covington Facility | GEN3 | Coal | Steam Turbine | Operating | 10.5 | 10.5 | 65532.68 | 18.17 | 12.83 | 5.34 | 5.34 | 0 | 20.68 | 21.62 | 5801 | 365626 | 63025 | 68.33 | 0.2685 | 0.48 | 205.84 | Y
Waterford Energy Facility | CTG1 | Natural Gas | Combined Cycle | Operating | 161 | 161 | 65693.68 | 18.19 | 17.56 | 0.63 | 0.63 | 0 | 9.65 | 19.35 | 6866 | 14852032 | 1342146 | 94.9 | 0.0084 | 0.0006 | 118.857 | N
Waterford Energy Facility | CTG2 | Natural Gas | Combined Cycle | Operating | 161 | 161 | 65854.68 | 18.19 | 17.56 | 0.63 | 0.63 | 0 | 9.65 | 19.32 | 6866 | 15249686 | 1376703 | 97.35 | 0.0084 | 0.0006 | 118.8571 | N
Waterford Energy Facility | CTG3 | Natural Gas | Combined Cycle | Operating | 161 | 161 | 66015.68 | 18.19 | 17.56 | 0.63 | 0.63 | 0 | 9.65 | 19.35 | 6866 | 14827225 | 1338894 | 94.67 | 0.0083 | 0.0006 | 118.8568 | N
Waterford Energy Facility | ST1 | Natural Gas | Combined Cycle | Operating | 367 | 367 | 66382.68 | 18.19 | 17.56 | 0.63 | 0.63 | 0 | 9.65 | 19.61 | 6866 | 0 | 2485632 | 77.1 | 0.0084 | 0.0006 | 118.857 | N
Park 500 Philip Morris USA | TG3 | Natural Gas | Steam Turbine | Operating | 11.5 | 11.5 | 66394.18 | 18.21 | 15.28 | 2.93 | 2.93 | 0 | 11.17 | NA | 5365 | NA | NA | NA | 0.153 | 0.029 | 120.44 | Y
Covington Facility | GEN5 | Coal | Steam Turbine | Operating | 32.5 | 32.5 | 66426.68 | 18.24 | 12.9 | 5.34 | 5.34 | 0 | 20.68 | 21.62 | 5832 | 1159613 | 198827 | 69.65 | 0.0837 | 0.48 | 205.84 | Y
University of Notre Dame | GEN1 | Natural Gas | Steam Turbine | Operating | 3 | 3 | 66429.68 | 18.24 | 15.31 | 2.93 | 2.93 | 0 | 11.17 | NA | 5706 | NA | NA | NA | 0.153 | 0.029 | 120.44 | Y
Covington Facility | GEN4 | Biomass | Steam Turbine | Operating | 32.5 | 32.5 | 66462.18 | 18.25 | 12.91 | 5.34 | 5.34 | 0 | 20.68 | 21.47 | 5838 | 1219942 | 208970 | 73.2 | 0.303 | 0.029 | 120.44 | Y
University of Notre Dame | GEN2 | Natural Gas | Steam Turbine | Operating | 1.7 | 1.7 | 66463.88 | 18.26 | 15.32 | 2.93 | 2.93 | 0 | 11.17 | NA | 5710 | NA | NA | NA | 0.153 | 0.029 | 120.44 | Y
Morris Power | STG1 | Natural Gas | Combined Cycle | Operating | 62 | 62 | 66525.88 | 18.38 | 15.58 | 2.8 | 2.8 | 0 | 15.98 | 29.3 | 5863 | 528506 | 90648 | 16.64 | 0.058 | 0.0006 | 118.4 | Y
Morris Power | UNT1 | Natural Gas | Combined Cycle | Operating | 41.6 | 41.6 | 66567.48 | 18.38 | 15.58 | 2.8 | 2.8 | 0 | 15.98 | 23.26 | 5863 | 805747 | 136087 | 37.24 | 0.052 | 0.0006 | 118.4 | Y
Morris Power | UNT2 | Natural Gas | Combined Cycle | Operating | 41.6 | 41.6 | 66609.08 | 18.38 | 15.58 | 2.8 | 2.8 | 0 | 15.98 | 23.1 | 5863 | 824627 | 140749 | 38.52 | 0.0496 | 0.0006 | 118.4 | Y
Morris Power | UNT3 | Natural Gas | Combined Cycle | Operating | 41.6 | 41.6 | 66650.68 | 18.38 | 15.58 | 2.8 | 2.8 | 0 | 15.98 | 21.46 | 5863 | 1260421 | 215694 | 59.03 | 0.0672 | 0.0006 | 118.4 | Y
Elkhart | 1 | Water | Hydro | Operating | 1.1 | 1.1 | 66651.78 | 18.39 | 0 | 18.39 | 18.39 | 0 | 354.78 | 68.51 | NA | NA | 7787 | 80.6 | NA | NA | NA | N
Elkhart | 2 | Water | Hydro | Operating | 0.5 | 0.5 | 66652.28 | 18.39 | 0 | 18.39 | 18.39 | 0 | 354.78 | 68.51 | NA | NA | 3540 | 80.6 | NA | NA | NA | N
Elkhart | 3 | Water | Hydro | Operating | 0.5 | 0.5 | 66652.78 | 18.39 | 0 | 18.39 | 18.39 | 0 | 354.78 | 68.51 | NA | NA | 3540 | 80.6 | NA | NA | NA | N
Linden CC | 1001 | Natural Gas | Combined Cycle | Operating | 252.7 | 252.7 | 66905.48 | 18.42 | 17.6 | 0.82 | 0.82 | 0 | 9.07 | 20.23 | 7242 | 2062254 | 1265100 | 56.99 | 0.0052 | 0.0006 | 119.002 | N
Linden CC | 1101 | Natural Gas | Combined Cycle | Operating | 190 | 190 | 67095.48 | 18.42 | 17.6 | 0.82 | 0.82 | 0 | 9.07 | 20 | 7242 | 11744470 | 1088046 | 65.19 | 0.0046 | 0.0006 | 118.8567 | N
Linden CC | 1201 | Natural Gas | Combined Cycle | Operating | 190 | 190 | 67285.48 | 18.42 | 17.6 | 0.82 | 0.82 | 0 | 9.07 | 20.26 | 7242 | 10113862 | 933748 | 55.95 | 0.0056 | 0.0006 | 119.0934 | N
Linden CC | 2001 | Natural Gas | Combined Cycle | Operating | 252.7 | 252.7 | 67538.18 | 18.42 | 17.6 | 0.82 | 0.82 | 0 | 9.07 | 20.33 | 7242 | 1824006 | 1197175 | 53.93 | 0.0052 | 0.0006 | 119.002 | N
Linden CC | 2101 | Natural Gas | Combined Cycle | Operating | 190 | 190 | 67728.18 | 18.42 | 17.6 | 0.82 | 0.82 | 0 | 9.07 | 20.33 | 7242 | 9762484 | 897568 | 53.78 | 0.0055 | 0.0006 | 119.2057 | N
Linden CC | 2201 | Natural Gas | Combined Cycle | Operating | 190 | 190 | 67918.18 | 18.42 | 17.6 | 0.82 | 0.82 | 0 | 9.07 | 20.21 | 7242 | 10401437 | 957705 | 57.38 | 0.0052 | 0.0006 | 118.8878 | N
Radford Army Ammunition | GEN4 | Coal | Steam Turbine | Operating | 5.6 | 5.6 | 67923.78 | 18.59 | 16.02 | 2.58 | 2.58 | 0 | 27.31 | NA | 6912 | NA | NA | NA | 0.199 | 0.48 | 205.84 | Y
M & M Mars - Chicago | 1 | Natural Gas | Combustion Turbine | Operating | 3.8 | 3.8 | 67927.58 | 18.63 | 16.75 | 1.88 | 1.88 | 0 | 13.98 | NA | 6243 | NA | NA | NA | 0.059 | 0.002 | 119.31 | Y
Bunge Foods | 1 | Natural Gas | Combustion Turbine | Operating | 4 | 4 | 67931.58 | 18.7 | 16.84 | 1.86 | 1.86 | 0 | 13.98 | NA | 6276 | NA | NA | NA | 0.059 | 0.002 | 119.31 | Y
Radford Army Ammunition | GEN2 | Coal | Steam Turbine | Operating | 5.6 | 5.6 | 67937.18 | 18.86 | 16.29 | 2.58 | 2.58 | 0 | 27.31 | NA | 7029 | NA | NA | NA | 0.199 | 0.48 | 205.84 | Y
Bayonne Cogeneration | GTG1 | Natural Gas | Combined Cycle | Operating | 39.41 | 39.41 | 67976.59 | 18.93 | 13.8 | 5.13 | 5.13 | 0 | 21.2 | NA | 5733 | NA | NA | NA | 0.0339 | 0.0006 | 118.8525 | Y
Bayonne Cogeneration | GTG2 | Natural Gas | Combined Cycle | Operating | 39.41 | 39.41 | 68016 | 18.93 | 13.8 | 5.13 | 5.13 | 0 | 21.2 | NA | 5733 | NA | NA | NA | 0.037 | 0.0006 | 118.8602 | Y
Bayonne Cogeneration | GTG3 | Natural Gas | Combined Cycle | Operating | 39.41 | 39.41 | 68055.41 | 18.93 | 13.8 | 5.13 | 5.13 | 0 | 21.2 | NA | 5733 | NA | NA | NA | 0.0356 | 0.0006 | 118.858 | Y
Bayonne Cogeneration | STG1 | Natural Gas | Combined Cycle | Operating | 55.76 | 55.76 | 68111.17 | 18.93 | 13.8 | 5.13 | 5.13 | 0 | 21.2 | NA | 5733 | NA | NA | NA | 0.0355 | 0.0006 | 118.8569 | Y
Allegheny Energy Units 12 & 13 (Chambersburg) | UN12 | Natural Gas | Combustion Turbine | Operating | 44 | 44 | 68155.17 | 19.11 | 17.24 | 1.87 | 1.87 | 0 | 3.62 | NA | 10231 | NA | NA | NA | 0.0799 | 0.0007 | 118.854 | N
Allegheny Energy Units 12 & 13 (Chambersburg) | UN13 | Natural Gas | Combustion Turbine | Operating | 44 | 44 | 68199.17 | 19.3 | 17.44 | 1.87 | 1.87 | 0 | 3.62 | NA | 10345 | NA | NA | NA | 0.0809 | 0.0007 | 118.8615 | N
Armstrong County | 1 | Natural Gas | Combustion Turbine | Operating | 169 | 169 | 68368.17 | 19.31 | 17.75 | 1.56 | 1.56 | 0 | 3.15 | 21.1 | 10351 | 3087529 | 298288 | 20.09 | 0.0295 | 0.0006 | 118.8995 | N
Chesterfield CC | CT7 | Natural Gas | Combined Cycle | Operating | 166 | 166 | 68534.17 | 19.38 | 17.77 | 1.61 | 1.61 | 0 | 24.42 | 24.58 | 7406 | 8921294 | 780019 | 53.49 | 0.1241 | 0.0006 | 59.4191 | N
Chesterfield CC | CT8 | Natural Gas | Combined Cycle | Operating | 175 | 175 | 68709.17 | 19.38 | 17.77 | 1.61 | 1.61 | 0 | 24.42 | 24.75 | 7406 | 8870659 | 796157 | 51.79 | 0.1272 | 0.0006 | 118.8714 | N
Chesterfield CC | CW7 | Natural Gas | Combined Cycle | Operating | 74.4 | 74.4 | 68783.57 | 19.38 | 17.77 | 1.61 | 1.61 | 0 | 24.42 | 23.92 | 7406 | 0 | 400232 | 61.24 | 0.1257 | 0.0006 | 59.4191 | N
Chesterfield CC | CW8 | Natural Gas | Combined Cycle | Operating | 79.2 | 79.2 | 68862.77 | 19.38 | 17.77 | 1.61 | 1.61 | 0 | 24.42 | 23.92 | 7406 | 0 | 426052 | 61.24 | 0.1257 | 0.0006 | 59.4191 | N
Armstrong County | 2 | Natural Gas | Combustion Turbine | Operating | 169 | 169 | 69031.77 | 19.39 | 17.83 | 1.56 | 1.56 | 0 | 3.15 | 21.17 | 10398 | 3113532 | 299443 | 20.17 | 0.03 | 0.0006 | 118.8861 | N
Armstrong County | 3 | Natural Gas | Combustion Turbine | Operating | 169 | 169 | 69200.77 | 19.47 | 17.91 | 1.56 | 1.56 | 0 | 3.15 | 21.23 | 10442 | 3150078 | 301682 | 20.32 | 0.0318 | 0.0006 | 118.9986 | N
Armstrong County | 4 | Natural Gas | Combustion Turbine | Operating | 169 | 169 | 69369.77 | 19.54 | 17.98 | 1.56 | 1.56 | 0 | 3.15 | 21.49 | 10482 | 2856439 | 272498 | 18.36 | 0.0293 | 0.0006 | 118.8904 | N
Hanging Rock | 1GT1 | Natural Gas | Combined Cycle | Operating | 187 | 187 | 69556.77 | 19.58 | 18.95 | 0.62 | 0.62 | 0 | 9.19 | 20.86 | 7251 | 14253954 | 1341882 | 81.69 | 0.0096 | 0.0006 | 118.8574 | N
Hanging Rock | 1GT2 | Natural Gas | Combined Cycle | Operating | 187 | 187 | 69743.77 | 19.58 | 18.95 | 0.62 | 0.62 | 0 | 9.19 | 20.78 | 7251 | 15135138 | 1427807 | 86.92 | 0.0096 | 0.0006 | 118.8572 | N
Hanging Rock | 1ST | Natural Gas | Combined Cycle | Operating | 309 | 309 | 70052.77 | 19.58 | 18.95 | 0.62 | 0.62 | 0 | 9.19 | 20.94 | 7251 | 5189251 | 2077632 | 76.55 | 0.0099 | 0.0006 | 118.8572 | N
Hanging Rock | 2GT1 | Natural Gas | Combined Cycle | Operating | 187 | 187 | 70239.77 | 19.58 | 18.95 | 0.62 | 0.62 | 0 | 9.19 | 20.81 | 7251 | 15583716 | 1397150 | 85.06 | 0.0097 | 0.0006 | 118.8571 | N
Hanging Rock | 2GT2 | Natural Gas | Combined Cycle | Operating | 187 | 187 | 70426.77 | 19.58 | 18.95 | 0.62 | 0.62 | 0 | 9.19 | 20.84 | 7251 | 13892285 | 1364739 | 83.08 | 0.0106 | 0.0006 | 118.8572 | N
Hanging Rock | 2ST | Natural Gas | Combined Cycle | Operating | 309 | 309 | 70735.77 | 19.58 | 18.95 | 0.62 | 0.62 | 0 | 9.19 | 20.92 | 7251 | 6407981 | 2107761 | 77.66 | 0.0099 | 0.0006 | 118.8572 | N
Washington Generating Facility | CT1 | Natural Gas | Combined Cycle | Operating | 198.5 | 198.5 | 70934.27 | 19.63 | 18.85 | 0.78 | 0.78 | 0 | 10.03 | 21.23 | 7369 | 13520556 | 1244541 | 71.38 | 0.0101 | 0.0006 | 118.8567 | N
Washington Generating Facility | CT2 | Natural Gas | Combined Cycle | Operating | 198.5 | 198.5 | 71132.77 | 19.63 | 18.85 | 0.78 | 0.78 | 0 | 10.03 | 21.24 | 7369 | 13344260 | 1233932 | 70.77 | 0.0101 | 0.0006 | 118.8568 | N
Washington Generating Facility | ST1 | Natural Gas | Combined Cycle | Operating | 298 | 298 | 71430.77 | 19.63 | 18.85 | 0.78 | 0.78 | 0 | 10.03 | 21.2 | 7369 | 5385664 | 1897868 | 72.5 | 0.0101 | 0.0006 | 118.8568 | N
Longview Power | MKA01 | Coal | Steam Turbine | Operating | 700 | 700 | 72130.77 | 19.73 | 17.75 | 1.98 | 1.98 | 0 | 28.65 | 23.53 | 8830 | 46650662 | 5283452 | 85.93 | 0.0624 | 0.0838 | 205.1999 | N
Holcomb Rock | HG1 | Water | Hydro | Operating | 0.6 | 0.6 | 72131.37 | 19.78 | 0 | 19.78 | 19.78 | 0 | 110.78 | NA | NA | NA | NA | NA | NA | NA | NA | N
Holcomb Rock | HG2 | Water | Hydro | Operating | 0.6 | 0.6 | 72131.97 | 19.78 | 0 | 19.78 | 19.78 | 0 | 110.78 | NA | NA | NA | NA | NA | NA | NA | NA | N
Holcomb Rock | HG3 | Water | Hydro | Operating | 0.6 | 0.6 | 72132.57 | 19.78 | 0 | 19.78 | 19.78 | 0 | 110.78 | NA | NA | NA | NA | NA | NA | NA | NA | N
Dover CT Energy Center | KD-2 | Natural Gas | Combustion Turbine | Operating | 50 | 50 | 72182.57 | 19.8 | 16.12 | 3.68 | 3.68 | 0 | 3.99 | NA | 8239 | NA | NA | NA | 0.0827 | 0.0006 | 125.2416 | Y
Covert | 1 | Natural Gas | Combined Cycle | Operating | 264 | 264 | 72446.57 | 19.83 | 18.97 | 0.86 | 0.86 | 0 | 9.21 | 21.69 | 7072 | 14310094 | 1309807 | 56.48 | 0.0078 | 0.0006 | 118.8567 | N
Covert | 1A | Natural Gas | Combined Cycle | Operating | 147 | 147 | 72593.57 | 19.83 | 18.97 | 0.86 | 0.86 | 0 | 9.21 | 21.73 | 7072 | 113188 | 713545 | 55.26 | 0.0084 | 0.0006 | 118.857 | N
Covert | 2 | Natural Gas | Combined Cycle | Operating | 264 | 264 | 72857.57 | 19.83 | 18.97 | 0.86 | 0.86 | 0 | 9.21 | 21.93 | 7072 | 12608302 | 1162634 | 50.14 | 0.0083 | 0.0006 | 118.8574 | N
Covert | 2A | Natural Gas | Combined Cycle | Operating | 147 | 147 | 73004.57 | 19.83 | 18.97 | 0.86 | 0.86 | 0 | 9.21 | 21.95 | 7072 | 66291 | 638699 | 49.46 | 0.0084 | 0.0006 | 118.857 | N
Covert | 3 | Natural Gas | Combined Cycle | Operating | 264 | 264 | 73268.57 | 19.83 | 18.97 | 0.86 | 0.86 | 0 | 9.21 | 21.58 | 7072 | 15150231 | 1393766 | 60.1 | 0.009 | 0.0006 | 118.8568 | N
Covert | 3A | Natural Gas | Combined Cycle | Operating | 147 | 147 | 73415.57 | 19.83 | 18.97 | 0.86 | 0.86 | 0 | 9.21 | 21.6 | 7072 | 65748 | 764528 | 59.21 | 0.0084 | 0.0006 | 118.857 | N
Millville | 1 | Water | Hydro | Operating | 0.8 | 0.8 | 73416.37 | 20.04 | 0 | 20.04 | 20.04 | 0 | 110.78 | NA | NA | NA | NA | NA | NA | NA | NA | N
Millville | 2 | Water | Hydro | Operating | 1 | 1 | 73417.37 | 20.04 | 0 | 20.04 | 20.04 | 0 | 110.78 | NA | NA | NA | NA | NA | NA | NA | NA | N
Millville | 3 | Water | Hydro | Operating | 1.2 | 1.2 | 73418.57 | 20.04 | 0 | 20.04 | 20.04 | 0 | 110.78 | NA | NA | NA | NA | NA | NA | NA | NA | N
Lakewood Cogeneration, LP | GEN1 | Natural Gas | Combined Cycle | Operating | 84.9 | 84.9 | 73503.47 | 20.15 | 18.35 | 1.8 | 1.8 | 0 | 15.3 | 23.43 | 8075 | 4606274 | 396215 | 53.13 | 0.0178 | 0.0007 | 118.9919 | Y
Lakewood Cogeneration, LP | GEN2 | Natural Gas | Combined Cycle | Operating | 83.9 | 83.9 | 73587.37 | 20.15 | 18.35 | 1.8 | 1.8 | 0 | 15.3 | 23.3 | 8075 | 4929149 | 407809 | 55.34 | 0.0201 | 0.0006 | 118.9271 | Y
Lakewood Cogeneration, LP | GEN3 | Natural Gas | Combined Cycle | Operating | 82.2 | 82.2 | 73669.57 | 20.15 | 18.35 | 1.8 | 1.8 | 0 | 15.3 | 23.49 | 8075 | 0 | 376826 | 52.19 | 0.019 | 0.0007 | 118.959 | Y
Cardinal | 1 | Coal | Steam Turbine | Operating | 580 | 580 | 74249.57 | 20.17 | 17.44 | 2.73 | 2.73 | 0 | 28.1 | 24.76 | 9628 | 34128820 | 3544793 | 69.58 | 0.0864 | 0.2243 | 205.1981 | N
Wabash Valley Power IGCC | 1 | Other Fuel | Combined Cycle | Retired | 42.5 | 42.5 | 74292.07 | 20.19 | 17.94 | 2.24 | 2.24 | 0 | 31.97 | 37.05 | 9725 | 683463 | 80592 | 51.98 | 0.076 | 0.1112 | 252.8827 | N
Wabash Valley Power IGCC | 1A | Other Fuel | Combined Cycle | Operating | 34 | 34 | 74326.07 | 20.19 | 17.94 | 2.24 | 2.24 | 0 | 31.97 | 25.91 | 9725 | 4324332 | 189905 | 63.59 | 0.076 | 0.1112 | 252.8827 | N
Bergen | 1101 | Natural Gas | Combined Cycle | Operating | 110 | 110 | 74436.07 | 20.21 | 18.7 | 1.51 | 1.51 | 0 | 12.18 | 24.65 | 7729 | 4007960 | 301747 | 31.23 | 0.0345 | 0.0006 | 119.2849 | N
Bergen | 1201 | Natural Gas | Combined Cycle | Operating | 110 | 110 | 74546.07 | 20.21 | 18.7 | 1.51 | 1.51 | 0 | 12.18 | 23.34 | 7729 | 5402870 | 427832 | 44.28 | 0.0299 | 0.0006 | 118.8646 | N
Bergen | 1301 | Natural Gas | Combined Cycle | Operating | 110 | 110 | 74656.07 | 20.21 | 18.7 | 1.51 | 1.51 | 0 | 12.18 | 26.13 | 7729 | 2946538 | 226401 | 23.43 | 0.0278 | 0.0006 | 118.8567 | N
Bergen | 1401 | Natural Gas | Combined Cycle | Operating | 110 | 110 | 74766.07 | 20.21 | 18.7 | 1.51 | 1.51 | 0 | 12.18 | 24.27 | 7729 | 4111885 | 329862 | 34.14 | 0.0276 | 0.0006 | 118.9284 | N
Bergen | 1501 | Natural Gas | Combined Cycle | Operating | 193 | 193 | 74959.07 | 20.21 | 18.7 | 1.51 | 1.51 | 0 | 12.18 | 24.11 | 7729 | 0 | 603381 | 35.59 | 0.0159 | 0.0006 | 118.9302 | N
Bergen | 2101 | Natural Gas | Combined Cycle | Operating | 168 | 168 | 75127.07 | 20.21 | 18.7 | 1.51 | 1.51 | 0 | 12.18 | 22.4 | 7729 | 10232357 | 935696 | 63.41 | 0.0048 | 0.0006 | 118.9225 | N
Bergen | 2201 | Natural Gas | Combined Cycle | Operating | 168 | 168 | 75295.07 | 20.21 | 18.7 | 1.51 | 1.51 | 0 | 12.18 | 22.43 | 7729 | 10155969 | 920848 | 62.4 | 0.0049 | 0.0006 | 118.8577 | N
Bergen | 2301 | Natural Gas | Combined Cycle | Operating | 224 | 224 | 75519.07 | 20.21 | 18.7 | 1.51 | 1.51 | 0 | 12.18 | 22.64 | 7729 | 783665 | 1124360 | 57.14 | 0.0159 | 0.0006 | 118.9302 | N
Allegheny Energy Units 1 and 2 (Springdale) | UNT1 | Natural Gas | Combustion Turbine | Operating | 44 | 44 | 75563.07 | 20.27 | 17.66 | 2.6 | 2.6 | 0 | 3.69 | NA | 10372 | NA | NA | NA | 0.0767 | 0.0007 | 118.8516 | N
Cardinal | 2 | Coal | Steam Turbine | Operating | 590 | 590 | 76153.07 | 20.29 | 17.57 | 2.73 | 2.73 | 0 | 28.1 | 25.69 | 9698 | 29811458 | 3073904 | 59.31 | 0.0784 | 0.2728 | 205.2 | N
Elkton Facility | GEN1 | Natural Gas | Steam Turbine | Operating | 2.6 | 2.6 | 76155.67 | 20.37 | 17.43 | 2.93 | 2.93 | 0 | 11.17 | NA | 6122 | NA | NA | NA | 0.153 | 0.029 | 120.44 | Y
Elkton Facility | GEN5 | Natural Gas | Steam Turbine | Operating | 0.1 | 0.1 | 76155.77 | 20.37 | 17.43 | 2.93 | 2.93 | 0 | 11.17 | NA | 6122 | NA | NA | NA | 0.153 | 0.029 | 120.44 | Y
Allegheny Energy Units 1 and 2 (Springdale) | UNT2 | Natural Gas | Combustion Turbine | Operating | 44 | 44 | 76199.77 | 20.48 | 17.87 | 2.6 | 2.6 | 0 | 3.69 | NA | 10495 | NA | NA | NA | 0.0711 | 0.0007 | 118.859 | N
Bruce Mansfield | 1 | Coal | Steam Turbine | Operating | 830 | 830 | 77029.77 | 20.52 | 17.64 | 2.88 | 2.88 | 0 | 28.41 | 28.61 | 9677 | 28179238 | 2912106 | 39.94 | 0.1525 | 0.2787 | 209.7599 | N
Howard Down CT (West Avenue) | 11 | Natural Gas | Combustion Turbine | Operating | 60.4 | 60.4 | 77090.17 | 20.56 | 19.12 | 1.44 | 1.44 | 0 | 3.27 | NA | 9770 | NA | NA | NA | 0.0126 | 0.0005 | 118.865 | N
Eagle Point Cogeneration | GTG1 | Natural Gas | Combined Cycle | Operating | 90 | 90 | 77180.17 | 20.59 | 17.54 | 3.06 | 3.06 | 0 | 17.12 | 26.23 | 8961 | 2448835 | 273290 | 34.57 | 0.0252 | 0.0006 | 118.8566 | Y
Eagle Point Cogeneration | GTG2 | Natural Gas | Combined Cycle | Operating | 90 | 90 | 77270.17 | 20.59 | 17.54 | 3.06 | 3.06 | 0 | 17.12 | 26.53 | 8961 | 2324364 | 259399 | 32.81 | 0.025 | 0.0006 | 118.8576 | Y
Eagle Point Cogeneration | STG1 | Natural Gas | Combined Cycle | Operating | 45 | 45 | 77315.17 | 20.59 | 17.54 | 3.06 | 3.06 | 0 | 17.12 | 24.72 | 8961 | 1674301 | 186852 | 47.27 | 0.0251 | 0.0006 | 118.8571 | Y
Eagle Point Cogeneration | STG2 | Natural Gas | Combined Cycle | Operating | 26.8 | 26.8 | 77341.97 | 20.59 | 17.54 | 3.06 | 3.06 | 0 | 17.12 | 35.92 | 8961 | 268217 | 29933 | 18.99 | 0.0251 | 0.0006 | 118.8571 | Y
Prairie State Energy Campus | PC2 | Coal | Steam Turbine | Operating | 25.38 | 25.38 | 77367.35 | 20.61 | 13 | 7.6 | 7.59 | 0.01 | 62.68 | 30.61 | 9314 | 1481748 | 159084 | 71.36 | 0.0633 | 0.158 | 205.2 | N
Colver Power Project | COLV | Coal | Steam Turbine | Operating | 110 | 110 | 77477.35 | 20.74 | 18.26 | 2.47 | 2.47 | 0 | 23.26 | NA | 11090 | NA | NA | NA | 0.1584 | 0.5122 | 216.77 | N
Pleasants | 2 | Coal | Steam Turbine | Operating | 650 | 650 | 78127.35 | 20.77 | 18.12 | 2.65 | 2.65 | 0 | 28.07 | 26.54 | 10303 | 32575723 | 3161732 | 55.38 | 0.2309 | 0.3061 | 209.7599 | N
Prairie State Energy Campus | PC1 | Coal | Steam Turbine | Operating | 25.25 | 25.25 | 78152.6 | 20.77 | 13.17 | 7.6 | 7.59 | 0.01 | 62.68 | 30.02 | 9431 | 1614275 | 171171 | 77.17 | 0.0636 | 0.1513 | 205.1999 | N
Ebensburg Power Company | GEN1 | Coal | Steam Turbine | Operating | 50 | 50 | 78202.6 | 20.84 | 18.26 | 2.58 | 2.58 | 0 | 27.31 | NA | 15021 | NA | NA | NA | 0.1012 | 0.5598 | 226.8588 | Y
Morgantown Energy Facility | GEN1 | Coal | Steam Turbine | Operating | 50 | 50 | 78252.6 | 20.84 | 18.26 | 2.58 | 2.58 | 0 | 27.31 | NA | 8772 | NA | NA | NA | 0.3311 | 0.3189 | 216.77 | Y
Mount Carmel Cogeneration | TG1 | Coal | Steam Turbine | Operating | 40 | 40 | 78292.6 | 20.84 | 18.26 | 2.58 | 2.58 | 0 | 27.31 | NA | 12065 | NA | NA | NA | 0.0756 | 0.1943 | 235.481 | Y
Northeastern Power Cogeneration Facility | GEN1 | Coal | Steam Turbine | Operating | 52 | 52 | 78344.6 | 20.84 | 18.26 | 2.58 | 2.58 | 0 | 27.31 | NA | 14726 | NA | NA | NA | 0.0624 | 0.1751 | 233.6979 | Y
Westwood Generating Station | GEN1 | Coal | Steam Turbine | Operating | 30 | 30 | 78374.6 | 20.84 | 18.26 | 2.58 | 2.58 | 0 | 27.31 | NA | 16143 | NA | NA | NA | 0.1149 | 0.1867 | 234.8935 | N
Wheelabrator Frackville Energy Company | GEN1 | Coal | Steam Turbine | Operating | 42.5 | 42.5 | 78417.1 | 20.84 | 18.26 | 2.58 | 2.58 | 0 | 27.31 | NA | 14768 | NA | NA | NA | 0.1233 | 0.185 | 224.5871 | Y
Powerton | 5 | Coal | Steam Turbine | Operating | 769 | 769 | 79186.1 | 20.85 | 16.59 | 4.26 | 4.26 | 0 | 28.06 | 29.74 | 11653 | 28292218 | 2427858 | 35.94 | 0.106 | 0.3057 | 212.385 | N
Handsome Lake Energy | GT02 | Natural Gas | Combustion Turbine | Operating | 53.5 | 53.5 | 79239.6 | 20.86 | 17.98 | 2.88 | 2.88 | 0 | 3.29 | 27.85 | 10560 | 266397 | 25227 | 5.37 | 0.0942 | 0.0007 | 117.7705 | N
Luke Mill | GEN2 | Coal | Steam Turbine | Operating | 24 | 24 | 79263.6 | 20.87 | 11.67 | 9.2 | 9.2 | 0 | 13.42 | 24.06 | 12298 | 1241510 | 100956 | 41.05 | 0.199 | 0.48 | 205.84 | Y
Kendall County Generation Facility | CTG1 | Natural Gas | Combined Cycle | Operating | 190 | 190 | 79453.6 | 20.88 | 20.11 | 0.78 | 0.78 | 0 | 9.29 | 22.28 | 7494 | 13525581 | 1267679 | 75.96 | 0.009 | 0.0006 | 118.8571 | N
Kendall County Generation Facility | CTG2 | Natural Gas | Combined Cycle | Operating | 190 | 190 | 79643.6 | 20.88 | 20.11 | 0.78 | 0.78 | 0 | 9.29 | 22.36 | 7494 | 12977031 | 1197517 | 71.75 | 0.0102 | 0.0006 | 118.857 | N
Kendall County Generation Facility | CTG3 | Natural Gas | Combined Cycle | Operating | 153.34 | 153.34 | 79796.94 | 20.88 | 20.11 | 0.78 | 0.78 | 0 | 9.29 | 22.43 | 7494 | 9943518 | 919287 | 68.25 | 0.0111 | 0.0006 | 118.8565 | N
Kendall County Generation Facility | CTG4 | Natural Gas | Combined Cycle | Operating | 210 | 210 | 80006.94 | 20.88 | 20.11 | 0.78 | 0.78 | 0 | 9.29 | 22.73 | 7494 | 11655908 | 1058407 | 57.38 | 0.0102 | 0.0006 | 118.8565 | N
Kendall County Generation Facility | STG1 | Natural Gas | Combined Cycle | Operating | 125 | 125 | 80131.94 | 20.88 | 20.11 | 0.78 | 0.78 | 0 | 9.29 | 22.71 | 7494 | 586038 | 637746 | 58.08 | 0.0101 | 0.0006 | 118.8568 | N
Kendall County Generation Facility | STG2 | Natural Gas | Combined Cycle | Operating | 125 | 125 | 80256.94 | 20.88 | 20.11 | 0.78 | 0.78 | 0 | 9.29 | 22.79 | 7494 | 780263 | 610354 | 55.59 | 0.0101 | 0.0006 | 118.8568 | N
Kendall County Generation Facility | STG3 | Natural Gas | Combined Cycle | Operating | 91.28 | 91.28 | 80348.22 | 20.88 | 20.11 | 0.78 | 0.78 | 0 | 9.29 | 22.82 | 7494 | 92904 | 437385 | 54.55 | 0.0101 | 0.0006 | 118.8568 | N
Kendall County Generation Facility | STG4 | Natural Gas | Combined Cycle | Operating | 125 | 125 | 80473.22 | 20.88 | 20.11 | 0.78 | 0.78 | 0 | 9.29 | 22.94 | 7494 | 649690 | 565643 | 51.52 | 0.0101 | 0.0006 | 118.8568 | N
Allegheny Energy Units 8 and 9 (Gans Plant) | UNT9 | Natural Gas | Combustion Turbine | Operating | 44 | 44 | 80517.22 | 20.89 | 16.96 | 3.93 | 3.93 | 0 | 3.65 | NA | 9960 | NA | NA | NA | 0.0736 | 0.0007 | 118.8524 | N
Handsome Lake Energy | GT03 | Natural Gas | Combustion Turbine | Operating | 53.5 | 53.5 | 80570.72 | 20.96 | 18.08 | 2.88 | 2.88 | 0 | 3.29 | 30.6 | 10615 | 193918 | 18269 | 3.89 | 0.1317 | 0.0007 | 117.8481 | N
Allegheny Energy Units 8 and 9 (Gans Plant) | UNT8 | Natural Gas | Combustion Turbine | Operating | 44 | 44 | 80614.72 | 20.99 | 17.06 | 3.93 | 3.93 | 0 | 3.65 | NA | 10020 | NA | NA | NA | 0.0759 | 0.0006 | 118.8575 | N
East Campus Plant | CT1 | Natural Gas | Combustion Turbine | Operating | 8.4 | 8.4 | 80623.12 | 21 | 19.56 | 1.44 | 1.44 | 0 | 4.6 | NA | 11605 | NA | NA | NA | 0.059 | 0.002 | 119.31 | Y
Handsome Lake Energy | GT01 | Natural Gas | Combustion Turbine | Operating | 53.5 | 53.5 | 80676.62 | 21.01 | 18.13 | 2.88 | 2.88 | 0 | 3.29 | 28.64 | 10644 | 245709 | 23084 | 4.91 | 0.1007 | 0.0007 | 117.9344 | N
St. Nicholas Cogeneration | SNCP | Coal | Steam Turbine | Operating | 87.8 | 87.8 | 80764.42 | 21.06 | 18.26 | 2.8 | 2.8 | 0 | 19.23 | NA | 13884 | NA | NA | NA | 0.0406 | 0.2347 | 243.7557 | Y
Oak Ridge | 1 | Biomass | Internal Combustion | Operating | 0.4 | 0.4 | 80764.82 | 21.07 | 3.97 | 17.11 | 17.11 | 0 | 3.42 | 21.65 | 12285 | NA | 2376 | 67.61 | NA | NA | NA | N
Oak Ridge | 2 | Biomass | Internal Combustion | Operating | 0.4 | 0.4 | 80765.22 | 21.07 | 3.97 | 17.11 | 17.11 | 0 | 3.42 | 21.65 | 12285 | NA | 2376 | 67.61 | NA | NA | NA | N
Oak Ridge | 3 | Biomass | Internal Combustion | Operating | 0.4 | 0.4 | 80765.62 | 21.07 | 3.97 | 17.11 | 17.11 | 0 | 3.42 | 21.65 | 12285 | NA | 2376 | 67.61 | NA | NA | NA | N
Oak Ridge | 4 | Biomass | Internal Combustion | Operating | 0.4 | 0.4 | 80766.02 | 21.07 | 3.97 | 17.11 | 17.11 | 0 | 3.42 | 21.65 | 12285 | NA | 2376 | 67.61 | NA | NA | NA | N
John B Rich Memorial Power Station | GEN1 | Coal | Steam Turbine | Operating | 80 | 80 | 80846.02 | 21.1 | 18.26 | 2.84 | 2.84 | 0 | 17.17 | NA | 7090 | NA | NA | NA | 0.0666 | 0.1765 | 257.007 | Y
Handsome Lake Energy | GT04 | Natural Gas | Combustion Turbine | Operating | 53.5 | 53.5 | 80899.52 | 21.12 | 18.24 | 2.88 | 2.88 | 0 | 3.29 | 23.23 | 10709 | 891307 | 83232 | 17.71 | 0.1183 | 0.0007 | 117.9077 | N
Powerton | 6 | Coal | Steam Turbine | Operating | 769 | 769 | 81668.52 | 21.12 | 16.86 | 4.26 | 4.26 | 0 | 28.06 | 31.29 | 11843 | 25123457 | 2121394 | 31.41 | 0.1111 | 0.2958 | 212.385 | N
Mother Ann Lee Hydro | 1 | Water | Hydro | Operating | 0.35 | 0.35 | 81668.87 | 21.17 | 0 | 21.17 | 21.17 | 0 | 110.78 | NA | NA | NA | NA | NA | NA | NA | NA | N
Mother Ann Lee Hydro | 2 | Water | Hydro | Operating | 0.45 | 0.45 | 81669.32 | 21.17 | 0 | 21.17 | 21.17 | 0 | 110.78 | NA | NA | NA | NA | NA | NA | NA | NA | N
Mother Ann Lee Hydro | 3 | Water | Hydro | Operating | 0.35 | 0.35 | 81669.67 | 21.17 | 0 | 21.17 | 21.17 | 0 | 110.78 | NA | NA | NA | NA | NA | NA | NA | NA | N
Holland Energy | CTG1 | Natural Gas | Combined Cycle | Operating | 44.48 | 44.48 | 81714.14 | 21.18 | 20.56 | 0.61 | 0.61 | 0 | 17.26 | 28.59 | 7581 | 1255315 | 103640 | 26.53 | 0.0154 | 0.0006 | 118.8572 | N
Holland Energy | CTG2 | Natural Gas | Combined Cycle | Operating | 44.9 | 44.9 | 81759.04 | 21.18 | 20.56 | 0.61 | 0.61 | 0 | 17.26 | 28.39 | 7581 | 1250556 | 107410 | 27.23 | 0.0151 | 0.0006 | 118.8574 | N
Holland Energy | STG1 | Natural Gas | Combined Cycle | Operating | 82.5 | 82.5 | 81841.54 | 21.18 | 20.56 | 0.61 | 0.61 | 0 | 17.26 | 31.95 | 7581 | 96089 | 132177 | 18.24 | 0.0153 | 0.0006 | 118.8573 | N
Mallard Lake Electric | 1 | Biomass | Combined Cycle | Operating | 4.2 | 4.2 | 81845.74 | 21.18 | 12.96 | 8.22 | 8.22 | 0 | 26.37 | NA | 13247 | NA | NA | NA | 0.169 | 0.029 | 114.79 | N
Mallard Lake Electric | 2 | Biomass | Combined Cycle | Operating | 4.2 | 4.2 | 81849.94 | 21.18 | 12.96 | 8.22 | 8.22 | 0 | 26.37 | NA | 13247 | NA | NA | NA | 0.169 | 0.029 | 114.79 | N
Mallard Lake Electric | 4 | Biomass | Combined Cycle | Operating | 8.4 | 8.4 | 81858.34 | 21.18 | 12.96 | 8.22 | 8.22 | 0 | 26.37 | NA | 13247 | NA | NA | NA | 0.169 | 0.029 | 114.79 | N
Middlesex Generating Facility | 100 | Biomass | Combined Cycle | Operating | 4.9 | 4.9 | 81863.24 | 21.18 | 12.96 | 8.22 | 8.22 | 0 | 26.37 | NA | 11314 | NA | NA | NA | 0.169 | 0.029 | 114.79 | Y
Middlesex Generating Facility | 200 | Biomass | Combined Cycle | Operating | 4.9 | 4.9 | 81868.14 | 21.18 | 12.96 | 8.22 | 8.22 | 0 | 26.37 | NA | 11314 | NA | NA | NA | 0.169 | 0.029 | 114.79 | Y
Middlesex Generating Facility | 300 | Biomass | Combined Cycle | Operating | 10.6 | 10.6 | 81878.74 | 21.18 | 12.96 | 8.22 | 8.22 | 0 | 26.37 | NA | 11314 | NA | NA | NA | 0.169 | 0.029 | 114.79 | Y
Summit Street Power Plant | GT-1 | Natural Gas | Combustion Turbine | Operating | 5.6 | 5.6 | 81884.34 | 21.2 | 19.76 | 1.44 | 1.44 | 0 | 5.93 | NA | 11606 | NA | NA | NA | 0.059 | 0.002 | 119.31 | Y
Summit Street Power Plant | GT-2 | Natural Gas | Combustion Turbine | Operating | 7.7 | 7.7 | 81892.04 | 21.2 | 19.76 | 1.44 | 1.44 | 0 | 5.93 | NA | 11606 | NA | NA | NA | 0.059 | 0.002 | 119.31 | Y
Pleasants | 1 | Coal | Steam Turbine | Operating | 650 | 650 | 82542.04 | 21.21 | 18.56 | 2.65 | 2.65 | 0 | 28.07 | 26.1 | 10555 | 39384365 | 3731292 | 65.35 | 0.219 | 0.2787 | 209.7598 | N
Cambria Cogeneration | GEN1 | Coal | Steam Turbine | Operating | 88 | 88 | 82630.04 | 21.25 | 18.26 | 2.99 | 2.99 | 0 | 19.7 | NA | 12049 | NA | NA | NA | 0.2402 | 0.5434 | 219.7472 | Y
Tenaska Virginia Generating | CTG1 | Natural Gas | Combined Cycle | Operating | 167 | 167 | 82797.04 | 21.26 | 20.49 | 0.78 | 0.78 | 0 | 9.49 | 22.85 | 7195 | 10538974 | 1000745 | 68.22 | 0.0065 | 0.0006 | 118.8618 | N
Tenaska Virginia Generating | CTG2 | Natural Gas | Combined Cycle | Operating | 167 | 167 | 82964.04 | 21.26 | 20.49 | 0.78 | 0.78 | 0 | 9.49 | 22.75 | 7195 | 11203029 | 1064828 | 72.59 | 0.0073 | 0.0006 | 118.8657 | N
Tenaska Virginia Generating | CTG3 | Natural Gas | Combined Cycle | Operating | 173 | 173 | 83137.04 | 21.26 | 20.49 | 0.78 | 0.78 | 0 | 9.49 | 22.83 | 7195 | 11045813 | 1048821 | 69.02 | 0.0061 | 0.0006 | 118.8635 | N
Tenaska Virginia Generating | STG1 | Natural Gas | Combined Cycle | Operating | 396 | 396 | 83533.04 | 21.26 | 20.49 | 0.78 | 0.78 | 0 | 9.49 | 23.06 | 7195 | 4677352 | 2092810 | 60.16 | 0.0067 | 0.0006 | 118.8637 | N
Gen J M Gavin | 2 | Coal | Steam Turbine | Operating | 1299 | 1299 | 84832.04 | 21.27 | 18.7 | 2.57 | 2.57 | 0 | 28.4 | 25.97 | 9721 | 76384029 | 7857831 | 68.87 | 0.1 | 0.2925 | 205.1999 | N
Archbald Power Station | GEN5 | Biomass | Combustion Turbine | Operating | 4.6 | 4.6 | 84836.64 | 21.31 | 19.87 | 1.44 | 1.44 | 0 | 3.86 | NA | 11384 | NA | NA | NA | 0.0764 | 0.0006 | 118.8703 | N
Archbald Power Station | GEN6 | Biomass | Combustion Turbine | Operating | 4.6 | 4.6 | 84841.24 | 21.31 | 19.87 | 1.44 | 1.44 | 0 | 3.86 | NA | 11384 | NA | NA | NA | 0.0764 | 0.0006 | 118.8703 | N
Broad Mountain Landfill Facility | GEN1 | Biomass | Combustion Turbine | Operating | 4.5 | 4.5 | 84845.74 | 21.31 | 19.87 | 1.44 | 1.44 | 0 | 5.2 | NA | 17307 | NA | NA | NA | 0.169 | 0.029 | 114.79 | N
Broad Mountain Landfill Facility | GEN2 | Biomass | Combustion Turbine | Operating | 4.5 | 4.5 | 84850.24 | 21.31 | 19.87 | 1.44 | 1.44 | 0 | 5.2 | NA | 17307 | NA | NA | NA | 0.169 | 0.029 | 114.79 | N
Countryside Genco | CS10 | Biomass | Combustion Turbine | Operating | 2 | 2 | 84852.24 | 21.31 | 19.87 | 1.44 | 1.44 | 0 | 4.29 | NA | 17956 | NA | NA | NA | 0.169 | 0.029 | 114.79 | N
Countryside Genco | CS7 | Biomass | Combustion Turbine | Operating | 2 | 2 | 84854.24 | 21.31 | 19.87 | 1.44 | 1.44 | 0 | 4.29 | NA | 17956 | NA | NA | NA | 0.169 | 0.029 | 114.79 | N
Countryside Genco | CS8 | Biomass | Combustion Turbine | Operating | 2 | 2 | 84856.24 | 21.31 | 19.87 | 1.44 | 1.44 | 0 | 4.29 | NA | 17956 | NA | NA | NA | 0.169 | 0.029 | 114.79 | N
Countryside Genco | CS9 | Biomass | Combustion Turbine | Operating | 2 | 2 | 84858.24 | 21.31 | 19.87 | 1.44 | 1.44 | 0 | 4.29 | NA | 17956 | NA | NA | NA | 0.169 | 0.029 | 114.79 | N
Dart Container Corp Cogen | LFGT1 | Biomass | Combustion Turbine | Operating | 5.2 | 5.2 | 84863.44 | 21.31 | 19.87 | 1.44 | 1.44 | 0 | 4.02 | NA | 13041 | NA | NA | NA | 0.169 | 0.029 | 114.79 | Y
Dart Container Corp Cogen | LFGT2 | Biomass | Combustion Turbine | Operating | 5.2 | 5.2 | 84868.64 | 21.31 | 19.87 | 1.44 | 1.44 | 0 | 4.02 | NA | 13041 | NA | NA | NA | 0.169 | 0.029 | 114.79 | Y
DC Water CHP | TURB1 | Biomass | Combustion Turbine | Operating | 4 | 4 | 84872.64 | 21.31 | 19.87 | 1.44 | 1.44 | 0 | 5.58 | NA | 13280 | NA | NA | NA | 0.414 | 0.047 | 206.45 | Y
DC Water CHP | TURB2 | Biomass | Combustion Turbine | Operating | 4 | 4 | 84876.64 | 21.31 | 19.87 | 1.44 | 1.44 | 0 | 5.58 | NA | 13280 | NA | NA | NA | 0.414 | 0.047 | 206.45 | Y
DC Water CHP | TURB3 | Biomass | Combustion Turbine | Operating | 4 | 4 | 84880.64 | 21.31 | 19.87 | 1.44 | 1.44 | 0 | 5.58 | NA | 13280 | NA | NA | NA | 0.414 | 0.047 | 206.45 | Y
Green Knight Energy Center | TG1 | Biomass | Combustion Turbine | Operating | 2.9 | 2.9 | 84883.54 | 21.31 | 19.87 | 1.44 | 1.44 | 0 | 8.13 | NA | 20810 | NA | NA | NA | 0.169 | 0.029 | 114.79 | N
Green Knight Energy Center | TG2 | Biomass | Combustion Turbine | Operating | 2.9 | 2.9 | 84886.44 | 21.31 | 19.87 | 1.44 | 1.44 | 0 | 8.13 | NA | 20810 | NA | NA | NA | 0.169 | 0.029 | 114.79 | N
Green Knight Energy Center | TG3 | Biomass | Combustion Turbine | Operating | 2.9 | 2.9 | 84889.34 | 21.31 | 19.87 | 1.44 | 1.44 | 0 | 8.13 | NA | 20810 | NA | NA | NA | 0.169 | 0.029 | 114.79 | N
Greene Valley Gas Recovery | GEN1 | Biomass | Combustion Turbine | Operating | 3.3 | 3.3 | 84892.64 | 21.31 | 19.87 | 1.44 | 1.44 | 0 | 12.09 | NA | 18512 | NA | NA | NA | 0.169 | 0.029 | 114.79 | N
Greene Valley Gas Recovery | GEN2 | Biomass | Combustion Turbine | Operating | 3.3 | 3.3 | 84895.94 | 21.31 | 19.87 | 1.44 | 1.44 | 0 | 12.09 | NA | 18512 | NA | NA | NA | 0.169 | 0.029 | 114.79 | N
King George Landfill Plant | GEN1 | Biomass | Combustion Turbine | Operating | 3.2 | 3.2 | 84899.14 | 21.31 | 19.87 | 1.44 | 1.44 | 0 | 4.33 | NA | 16604 | NA | NA | NA | 0.169 | 0.029 | 114.79 | N
King George Landfill Plant | GEN2 | Biomass | Combustion Turbine | Operating | 3.2 | 3.2 | 84902.34 | 21.31 | 19.87 | 1.44 | 1.44 | 0 | 4.33 | NA | 16604 | NA | NA | NA | 0.169 | 0.029 | 114.79 | N
King George Landfill Plant | GEN3 | Biomass | Combustion Turbine | Operating | 3.2 | 3.2 | 84905.54 | 21.31 | 19.87 | 1.44 | 1.44 | 0 | 4.33 | NA | 16604 | NA | NA | NA | 0.169 | 0.029 | 114.79 | N
King George Landfill Plant | GEN4 | Biomass | Combustion Turbine | Operating | 3.3 | 3.3 | 84908.84 | 21.31 | 19.87 | 1.44 | 1.44 | 0 | 4.33 | NA | 16604 | NA | NA | NA | 0.169 | 0.029 | 114.79 | N
Monmouth Landfill Gas to Energy Project | GEN1 | Biomass | Combustion Turbine | Operating | 4.1 | 4.1 | 84912.94 | 21.35 | 19.87 | 1.48 | 1.48 | 0 | 9.58 | NA | 15518 | NA | NA | NA | 0.169 | 0.029 | 114.79 | N
Monmouth Landfill Gas to Energy Project | GEN2 | Biomass | Combustion Turbine | Operating | 4.1 | 4.1 | 84917.04 | 21.35 | 19.87 | 1.48 | 1.48 | 0 | 9.58 | NA | 15518 | NA | NA | NA | 0.169 | 0.029 | 114.79 | N
Settler's Hill Gas Recovery | GEN1 | Biomass | Combustion Turbine | Operating | 3.3 | 3.3 | 84920.34 | 21.37 | 19.87 | 1.5 | 1.5 | 0 | 13.98 | NA | 17755 | NA | NA | NA | 0.169 | 0.029 | 114.79 | N
Settler's Hill Gas Recovery | GEN2 | Biomass | Combustion Turbine | Operating | 3.3 | 3.3 | 84923.64 | 21.37 | 19.87 | 1.5 | 1.5 | 0 | 13.98 | NA | 17755 | NA | NA | NA | 0.169 | 0.029 | 114.79 | N
Ladysmith Peaking | 5 | Natural Gas | Combustion Turbine | Operating | 183 | 183 | 85106.64 | 21.39 | 20.6 | 0.79 | 0.79 | 0 | 3.2 | 24.95 | 9595 | 1576939 | 164357 | 10.22 | 0.0372 | 0.0009 | 119.5386 | N
Jay County | 1 | Biomass | Internal Combustion | Operating | 0.4 | 0.4 | 85107.04 | 21.44 | 4.33 | 17.11 | 17.11 | 0 | 43.61 | 28.63 | 12284 | NA | 2425 | 69 | NA | NA | NA | N
Jay County | 2 | Biomass | Internal Combustion | Operating | 0.4 | 0.4 | 85107.44 | 21.44 | 4.33 | 17.11 | 17.11 | 0 | 43.61 | 28.63 | 12284 | NA | 2425 | 69 | NA | NA | NA | N
Jay County | 3 | Biomass | Internal Combustion | Operating | 0.4 | 0.4 | 85107.84 | 21.44 | 4.33 | 17.11 | 17.11 | 0 | 43.61 | 28.63 | 12284 | NA | 2425 | 69 | NA | NA | NA | N
Jay County | 4 | Biomass | Internal Combustion | Operating | 0.4 | 0.4 | 85108.24 | 21.44 | 4.33 | 17.11 | 17.11 | 0 | 43.61 | 28.63 | 12284 | NA | 2425 | 69 | NA | NA | NA | N
Chillicothe Paper Inc. | T-10 | Biomass | Steam Turbine | Out of Service | 10.6 | 10.6 | 85118.84 | 21.45 | 11.53 | 9.92 | 9.92 | 0 | 30.97 | NA | 6360 | 0 | 0 | 0 | 0.5354 | 0.029 | 120.44 | Y
Chillicothe Paper Inc. | T-11 | Biomass | Steam Turbine | Operating | 24 | 24 | 85142.84 | 21.45 | 11.53 | 9.92 | 9.92 | 0 | 30.97 | 27.78 | 6360 | 747134 | 117473 | 55.72 | 0.5354 | 0.029 | 120.44 | Y
Chillicothe Paper Inc. | T-13 | Coal | Steam Turbine | Operating | 27.2 | 27.2 | 85170.04 | 21.45 | 11.53 | 9.92 | 9.92 | 0 | 30.97 | 28.73 | 6360 | 735954 | 115709 | 48.43 | 0.5274 | 0.48 | 205.84 | Y
Bethlehem Landfill | 1 | Biomass | Combustion Turbine | Operating | 5.4 | 5.4 | 85175.44 | 21.46 | 19.87 | 1.59 | 1.59 | 0 | 7.16 | NA | 20434 | NA | NA | NA | 0.169 | 0.029 | 114.79 | N
Chillicothe Paper Inc. | T-12 | Biomass | Steam Turbine | Operating | 31 | 31 | 85206.44 | 21.46 | 11.53 | 9.92 | 9.92 | 0 | 30.97 | 27.06 | 6361 | 1088651 | 171151 | 62.85 | 0.5504 | 0.029 | 120.44 | Y
Will County | 4 | Coal | Steam Turbine | Operating | 520 | 520 | 85726.44 | 21.65 | 17.91 | 3.73 | 3.73 | 0 | 26.06 | 28.06 | 10473 | 22126868 | 2112720 | 46.25 | 0.0917 | 0.3928 | 211.9246 | N
Natrium | GEN7 | Coal | Steam Turbine | Operating | 82 | 82 | 85808.44 | 21.69 | 12.93 | 8.77 | 8.77 | 0 | 13.42 | 27.54 | 5699 | 1074049 | 188476 | 26.17 | 0.3059 | 0.48 | 121.4659 | Y
Natrium | GEN3 | Coal | Steam Turbine | Operating | 7.5 | 7.5 | 85815.94 | 21.7 | 12.93 | 8.77 | 8.77 | 0 | 13.42 | NA | 5699 | 0 | 0 | 0 | 0.3483 | 0.48 | 143.4101 | Y
Natrium | GEN4 | Coal | Steam Turbine | Operating | 7.5 | 7.5 | 85823.44 | 21.7 | 12.93 | 8.77 | 8.77 | 0 | 13.42 | 24.62 | 5700 | 196065 | 34400 | 52.22 | 0.4106 | 0.48 | 183.7812 | Y
Natrium | GEN6 | Coal | Steam Turbine | Operating | 26 | 26 | 85849.44 | 21.7 | 12.93 | 8.77 | 8.77 | 0 | 13.42 | 23.9 | 5699 | 902939 | 158449 | 69.38 | 0.4925 | 0.48 | 201.8601 | Y
Wheelabrator Gloucester County | GEN1 | Biomass | Steam Turbine | Operating | 12 | 12 | 85861.44 | 21.72 | 0 | 21.72 | 21.72 | 0 | 96.48 | NA | 25531 | NA | NA | NA | 0.169 | 0.029 | 118.18 | Y
Panther Creek | GEN1 | Coal | Steam Turbine | Operating | 83 | 83 | 85944.44 | 21.8 | 18.26 | 3.54 | 3.54 | 0 | 19.53 | NA | 15302 | NA | NA | NA | 0.1215 | 0.1231 | 216.77 | N
Brasfield Appomattox Arwa Hydroelectric | 1 | Water | Hydro | Operating | 2.9 | 2.9 | 85947.34 | 21.81 | 0 | 21.81 | 21.81 | 0 | 36.14 | NA | NA | NA | NA | NA | NA | NA | NA | N
Bruce Mansfield | 2 | Coal | Steam Turbine | Operating | 830 | 830 | 86777.34 | 21.88 | 19 | 2.88 | 2.88 | 0 | 28.41 | 27.81 | 10423 | 41392185 | 3971106 | 54.47 | 0.1345 | 0.2278 | 209.7598 | N
Cleveland Works | GEN3 | Other Fuel | Steam Turbine | Operating | 10 | 10 | 86787.34 | 21.9 | 0 | 21.9 | 21.9 | 0 | 47.64 | NA | 5024 | NA | NA | NA | 0.0135 | 0.029 | 534.59 | Y
Cleveland Works | GEN5 | Other Fuel | Steam Turbine | Operating | 10 | 10 | 86797.34 | 21.9 | 0 | 21.9 | 21.9 | 0 | 47.64 | NA | 5021 | NA | NA | NA | 0.0235 | 0.029 | 534.59 | Y
Cleveland Works | GENA | Other Fuel | Steam Turbine | Out of Service | 15 | 15 | 86812.34 | 21.9 | 0 | 21.9 | 21.9 | 0 | 47.64 | NA | 5024 | NA | NA | NA | 0.0144 | 0.029 | 534.59 | Y
Cleveland Works | GENB | Other Fuel | Steam Turbine | Operating | 10 | 10 | 86822.34 | 21.9 | 0 | 21.9 | 21.9 | 0 | 47.64 | NA | 5022 | NA | NA | NA | 0.0085 | 0.029 | 534.59 | Y
Cleveland Works | GENC | Other Fuel | Steam Turbine | Operating | 23 | 23 | 86845.34 | 21.9 | 0 | 21.9 | 21.9 | 0 | 47.64 | NA | 5027 | NA | NA | NA | 0.0144 | 0.029 | 534.59 | Y
Ladysmith Peaking | 1 | Natural Gas | Combustion Turbine | Operating | 183 | 183 | 87028.34 | 21.9 | 21.11 | 0.79 | 0.79 | 0 | 3.2 | 25.6 | 9833 | 1556427 | 158286 | 9.85 | 0.0368 | 0.001 | 119.486 | N
Lake Gas Recovery | GEN2 | Biomass | Combustion Turbine | Operating | 3.3 | 3.3 | 87031.64 | 21.92 | 19.87 | 2.04 | 2.04 | 0 | 13.51 | NA | 18031 | NA | NA | NA | 0.169 | 0.029 | 114.79 | N
Lake Gas Recovery | GEN3 | Biomass | Combustion Turbine | Operating | 3.3 | 3.3 | 87034.94 | 21.92 | 19.87 | 2.04 | 2.04 | 0 | 13.51 | NA | 18031 | NA | NA | NA | 0.169 | 0.029 | 114.79 | N
Warren F Beasley CT | 1 | Natural Gas | Combustion Turbine | Operating | 48 | 48 | 87082.94 | 21.92 | 18.55 | 3.37 | 3.37 | 0 | 3.53 | NA | 9478 | NA | NA | NA | 0.0224 | 0.0007 | 124.0185 | N
Bruce Mansfield | 3 | Coal | Steam Turbine | Operating | 850 | 850 | 87932.94 | 21.94 | 19.07 | 2.88 | 2.88 | 0 | 28.41 | 27.05 | 10461 | 49490404 | 4731142 | 63.37 | 0.1892 | 0.3441 | 209.7601 | N
Gen J M Gavin | 1 | Coal | Steam Turbine | Operating | 1299 | 1299 | 89231.94 | 21.97 | 19.4 | 2.57 | 2.57 | 0 | 28.4 | 28.02 | 10085 | 61487854 | 6097257 | 53.44 | 0.1075 | 0.2721 | 205.1999 | N
CID Gas Recovery | GEN2 | Biomass | Combustion Turbine | Operating | 3.3 | 3.3 | 89235.24 | 21.98 | 19.87 | 2.11 | 2.11 | 0 | 13.98 | NA | 17244 | NA | NA | NA | 0.169 | 0.029 | 114.79 | N
Ladysmith Peaking | 2 | Natural Gas | Combustion Turbine | Operating | 183 | 183 | 89418.24 | 21.98 | 21.19 | 0.79 | 0.79 | 0 | 3.2 | 25.45 | 9871 | 1664866 | 168669 | 10.49 | 0.0354 | 0.0009 | 119.2856 | N
Ladysmith Peaking | 4 | Natural Gas | Combustion Turbine | Operating | 183 | 183 | 89601.24 | 21.99 | 21.2 | 0.79 | 0.79 | 0 | 3.2 | 26 | 9876 | 1442859 | 146099 | 9.09 | 0.0341 | 0.0009 | 119.293 | N
RockTenn West Point Mill (St. Laurent Paper Products) | GN10 | Biomass | Steam Turbine | Operating | 25 | 25 | 89626.24 | 22 | 14.75 | 7.25 | 7.25 | 0 | 28.16 | 27.12 | 6815 | 936067 | 137361 | 62.55 | 0.1353 | 0.029 | 120.44 | Y
Cardinal | 3 | Coal | Steam Turbine | Operating | 630 | 630 | 90256.24 | 22.01 | 19.29 | 2.73 | 2.73 | 0 | 28.1 | 28.92 | 10648 | 27283762 | 2562224 | 46.3 | 0.0851 | 0.1008 | 204.5751 | N
RockTenn West Point Mill (St. Laurent Paper Products) | GEN9 | Biomass | Steam Turbine | Operating | 10 | 10 | 90266.24 | 22.03 | 14.78 | 7.25 | 7.25 | 0 | 28.16 | 26.12 | 6828 | 469784 | 68805 | 78.33 | 0.1353 | 0.029 | 120.44 | Y
Marina Thermal | 1 | Coal | Steam Turbine | Operating | 8 | 8 | 90274.24 | 22.07 | 19.5 | 2.58 | 2.58 | 0 | 27.31 | NA | 9952 | NA | NA | NA | 0.085 | 0.119 | 208.6 | Y
Kincaid Generation LLC | 2 | Coal | Steam Turbine | Operating | 579 | 579 | 90853.24 | 22.16 | 18.53 | 3.62 | 3.62 | 0 | 27.69 | 29.3 | 10824 | 24294042 | 2244403 | 44.13 | 0.062 | 0.089 | 209.7621 | N
Schoolfield Dam | SCH1 | Water | Hydro | Operating | 1.5 | 1.5 | 90854.74 | 22.26 | 0 | 22.26 | 22.26 | 0 | 28.18 | NA | NA | NA | NA | NA | NA | NA | NA | N
Schoolfield Dam | SCH2 | Water | Hydro | Operating | 1.5 | 1.5 | 90856.24 | 22.26 | 0 | 22.26 | 22.26 | 0 | 28.18 | NA | NA | NA | NA | NA | NA | NA | NA | N
Schoolfield Dam | SCH3 | Water | Hydro | Operating | 1.5 | 1.5 | 90857.74 | 22.26 | 0 | 22.26 | 22.26 | 0 | 28.18 | NA | NA | NA | NA | NA | NA | NA | NA | N
Ladysmith Peaking | 3 | Natural Gas | Combustion Turbine | Operating | 183 | 183 | 91040.74 | 22.38 | 21.59 | 0.79 | 0.79 | 0 | 3.2 | 26.79 | 10055 | 1331761 | 132449 | 8.24 | 0.0374 | 0.0011 | 119.7893 | N
Sturgis City | 1 | Water | Hydro | Operating | 0.4 | 0.4 | 91041.14 | 22.38 | 0 | 22.38 | 22.38 | 0 | 110.78 | NA | NA | NA | NA | NA | NA | NA | NA | N
Sturgis City | 2 | Water | Hydro | Operating | 0.4 | 0.4 | 91041.54 | 22.38 | 0 | 22.38 | 22.38 | 0 | 110.78 | NA | NA | NA | NA | NA | NA | NA | NA | N
Sturgis City | 3 | Water | Hydro | Operating | 0.7 | 0.7 | 91042.24 | 22.38 | 0 | 22.38 | 22.38 | 0 | 110.78 | NA | NA | NA | NA | NA | NA | NA | NA | N
Sturgis City | 4 | Water | Hydro | Operating | 0.7 | 0.7 | 91042.94 | 22.38 | 0 | 22.38 | 22.38 | 0 | 110.78 | NA | NA | NA | NA | NA | NA | NA | NA | N
Cumberland CT | CUMB2 | Natural Gas | Combustion Turbine | Operating | 102 | 102 | 91144.94 | 22.41 | 19.28 | 3.13 | 3.13 | 0 | 3.58 | 27.18 | 9496 | 726989 | 76556 | 8.54 | 0.01 | 0.0006 | 119.4027 | N
Brunswick County Power Station | CT01 | Natural Gas | Combined Cycle | Operating | 280 | 280 | 91424.94 | 22.44 | 21.62 | 0.82 | 0.82 | 0 | 11.25 | 25.45 | 7339 | 7677393 | 1046045 | 56.6 | 0.006 | 0.0006 | 118.8576 | N
Brunswick County Power Station | CT02 | Natural Gas | Combined Cycle | Operating | 280 | 280 | 91704.94 | 22.44 | 21.62 | 0.82 | 0.82 | 0 | 11.25 | 25.45 | 7339 | 7677393 | 1046045 | 56.6 | 0.0061 | 0.0006 | 118.8577 | N
Brunswick County Power Station | CT03 | Natural Gas | Combined Cycle | Operating | 280 | 280 | 91984.94 | 22.44 | 21.62 | 0.82 | 0.82 | 0 | 11.25 | 25.45 | 7339 | 7677393 | 1046045 | 56.6 | 0.0061 | 0.0006 | 118.8584 | N
Brunswick County Power Station | ST01 | Natural Gas | Combined Cycle | Operating | 518 | 518 | 92502.94 | 22.44 | 21.62 | 0.82 | 0.82 | 0 | 11.25 | 24.55 | 7339 | 20237332 | 2757337 | 80.65 | 0.0061 | 0.0006 | 118.8579 | N
Clairton Works | GEN1 | Other Fuel | Steam Turbine | Operating | 18 | 18 | 92520.94 | 22.5 | 1.97 | 20.53 | 20.53 | 0 | 87.84 | 33.78 | 4327 | 606145 | 140097 | 88.61 | 0.1758 | 0.011 | 118.16 | Y
Northampton | GEN1 | Coal | Steam Turbine | Operating | 112 | 112 | 92632.94 | 22.51 | 18.26 | 4.25 | 4.25 | 0 | 23.39 | NA | 11250 | NA | NA | NA | 0.089 | 0.1087 | 237.4621 | Y
Wheeler Landfill Gas Recovery | GEN2 | Biomass | Internal Combustion | Operating | 0.4 | 0.4 | 92633.34 | 22.51 | 5.41 | 17.1 | 17.1 | 0 | 29.58 | 28.05 | 11075 | NA | 2135 | 60.76 | NA | NA | NA | N
Bay View Cogeneration Facility - Steam Plant | STG | Biomass | Steam Turbine | Mothballed | 5 | 5 | 92638.34 | 22.57 | 18.37 | 4.2 | 4.2 | 0 | 74.97 | NA | 10000 | NA | NA | NA | 0.041 | 0.027 | 171.5 | Y
West Campus Plant | WC 4 | Natural Gas | Steam Turbine | Operating | 2.6 | 2.6 | 92640.94 | 22.58 | 19.64 | 2.93 | 2.93 | 0 | 11.17 | NA | 11655 | NA | NA | NA | 0.153 | 0.029 | 120.44 | Y
West Campus Plant | WC 5 | Natural Gas | Steam Turbine | Operating | 2.6 | 2.6 | 92643.54 | 22.58 | 19.64 | 2.93 | 2.93 | 0 | 11.17 | NA | 11655 | NA | NA | NA | 0.153 | 0.029 | 120.44 | Y
Lawrenceburg | 100 | Natural Gas | Combined Cycle | Operating | 253 | 253 | 92896.54 | 22.66 | 21.52 | 1.14 | 1.14 | 0 | 11.45 | 25 | 7092 | 0 | 1237852 | 55.7 | 0.0128 | 0.0006 | 118.8572 | N
Lawrenceburg | 200 | Natural Gas | Combined Cycle | Operating | 238 | 238 | 93134.54 | 22.66 | 21.52 | 1.14 | 1.14 | 0 | 11.45 | 24.83 | 7092 | 0 | 1255052 | 60.03 | 0.0128 | 0.0006 | 118.8572 | N
Lawrenceburg | 1100 | Natural Gas | Combined Cycle | Operating | 160 | 160 | 93294.54 | 22.66 | 21.52 | 1.14 | 1.14 | 0 | 11.45 | 24.07 | 7092 | 13756970 | 1304534 | 92.82 | 0.012 | 0.0006 | 118.8572 | N
Lawrenceburg | 1200 | Natural Gas | Combined Cycle | Operating | 160 | 160 | 93454.54 | 22.66 | 21.52 | 1.14 | 1.14 | 0 | 11.45 | 24.05 | 7092 | 13944138 | 1318300 | 93.8 | 0.0112 | 0.0006 | 118.8578 | N
Lawrenceburg | 2100 | Natural Gas | Combined Cycle | Operating | 160 | 160 | 93614.54 | 22.66 | 21.52 | 1.14 | 1.14 | 0 | 11.45 | 24.13 | 7092 | 13024145 | 1243207 | 88.46 | 0.0148 | 0.0006 | 118.8569 | N
Lawrenceburg | 2200 | Natural Gas | Combined Cycle | Operating | 160 | 160 | 93774.54 | 22.66 | 21.52 | 1.14 | 1.14 | 0 | 11.45 | 24.12 | 7092 | 13253738 | 1252017 | 89.08 | 0.0132 | 0.0006 | 118.8571 | N
Kincaid Generation LLC | 1 | Coal | Steam Turbine | Operating | 579 | 579 | 94353.54 | 22.67 | 19.05 | 3.62 | 3.62 | 0 | 27.69 | 30.53 | 11126 | 22701895 | 2040479 | 40.12 | 0.0618 | 0.0896 | 209.7616 | N
Cheswick | 1 | Coal | Steam Turbine | Operating | 563 | 563 | 94916.54 | 22.72 | 18.6 | 4.12 | 4.12 | 0 | 26.62 | 30.4 | 10752 | 20972094 | 1950566 | 39.44 | 0.3931 | 0.1947 | 204.4965 | N
James River Genco | GEN2 | Coal | Steam Turbine | Operating | 46.3 | 46.3 | 94962.84 | 22.76 | 20.18 | 2.58 | 2.58 | 0 | 27.31 | NA | 7442 | NA | NA | NA | 0.4026 | 0.7188 | 205.212 | Y
Glades Pike Cogeneration Plant (CT) | SOLAR | Biomass | Combustion Turbine | Operating | 2.5 | 2.5 | 94965.34 | 22.78 | 19.87 | 2.91 | 2.91 | 0 | 8.11 | NA | 13889 | NA | NA | NA | 0.169 | 0.029 | 114.79 | Y
Pedricktown Cogeneration Plant | GEN1 | Natural Gas | Combined Cycle | Operating | 80.32 | 80.32 | 95045.66 | 22.8 | 16.82 | 5.97 | 5.97 | 0 | 24.56 | NA | 8597 | NA | NA | NA | 0.0331 | 0.0006 | 118.9562 | Y
Pedricktown Cogeneration Plant | GEN2 | Natural Gas | Combined Cycle | Operating | 36.98 | 36.98 | 95082.64 | 22.8 | 16.82 | 5.97 | 5.97 | 0 | 24.56 | NA | 8597 | NA | NA | NA | 0.0331 | 0.0006 | 118.9562 | Y
Warren F Beasley CT | 2 | Natural Gas | Combustion Turbine | Operating | 50 | 50 | 95132.64 | 22.83 | 19.46 | 3.37 | 3.37 | 0 | 3.53 | NA | 9944 | NA | NA | NA | 0.0171 | 0.0008 | 124.371 | N
Trimble County | 2 | Coal | Steam Turbine | Operating | 95 | 95 | 95227.64 | 22.88 | 19.52 | 3.36 | 3.36 | 0 | 32.95 | 28.94 | 9292 | 4803074 | 516918 | 61.95 | 0.0402 | 0.0646 | 209.7598 | N
Sayreville Cogeneration | CT1 | Natural Gas | Combined Cycle | Operating | 127.8 | 127.8 | 95355.44 | 22.97 | 20.31 | 2.66 | 2.66 | 0 | 14.32 | 28.12 | 8985 | 4320053 | 355338 | 31.65 | 0.0715 | 0.0006 | 118.8572 | Y
Sayreville Cogeneration | CT2 | Natural Gas | Combined Cycle | Operating | 127.8 | 127.8 | 95483.24 | 22.97 | 20.31 | 2.66 | 2.66 | 0 | 14.32 | 28.29 | 8985 | 4134175 | 343991 | 30.64 | 0.0771 | 0.0006 | 118.8555 | Y
Sayreville Cogeneration | ST1 | Natural Gas | Combined Cycle | Operating | 77.5 | 77.5 | 95560.74 | 22.97 | 20.31 | 2.66 | 2.66 | 0 | 14.32 | 27.56 | 8985 | 0 | 241631 | 35.49 | 0.0743 | 0.0006 | 118.8564 | Y
Clairton Works | GEN3 | Other Fuel | Steam Turbine | Operating | 9.4 | 9.4 | 95570.14 | 22.99 | 2.46 | 20.53 | 20.53 | 0 | 87.84 | 56.42 | 5403 | 133444 | 24700 | 29.91 | 0.1443 | 0.011 | 118.16 | Y
Baltimore | GEN1 | Natural Gas | Steam Turbine | Operating | 5 | 5 | 95575.14 | 23.15 | 20.22 | 2.93 | 2.93 | 0 | 11.17 | NA | 10330 | NA | NA | NA | 0.153 | 0.029 | 120.44 | Y
Deercroft Gas Recovery | I-1 | Biomass | Internal Combustion | Operating | 0.4 | 0.4 | 95575.54 | 23.2 | 6.09 | 17.11 | 17.11 | 0 | 47.73 | 35.34 | 12285 | NA | 1573 | 44.77 | NA | NA | NA | N
Deercroft Gas Recovery | I-2 | Biomass | Internal Combustion | Operating | 0.4 | 0.4 | 95575.94 | 23.2 | 6.09 | 17.11 | 17.11 | 0 | 47.73 | 35.34 | 12285 | NA | 1573 | 44.77 | NA | NA | NA | N
Deercroft Gas Recovery | I-3 | Biomass | Internal Combustion | Operating | 0.4 | 0.4 | 95576.34 | 23.2 | 6.09 | 17.11 | 17.11 | 0 | 47.73 | 35.34 | 12285 | NA | 1573 | 44.77 | NA | NA | NA | N
Deercroft Gas Recovery | I-4 | Biomass | Internal Combustion | Operating | 0.4 | 0.4 | 95576.74 | 23.2 | 6.09 | 17.11 | 17.11 | 0 | 47.73 | 35.34 | 12285 | NA | 1573 | 44.77 | NA | NA | NA | N
Deercroft Gas Recovery | II-1 | Biomass | Internal Combustion | Operating | 0.4 | 0.4 | 95577.14 | 23.2 | 6.09 | 17.11 | 17.11 | 0 | 47.73 | 35.34 | 12285 | NA | 1573 | 44.77 | NA | NA | NA | N
Deercroft Gas Recovery | II-2 | Biomass | Internal Combustion | Operating | 0.4 | 0.4 | 95577.54 | 23.2 | 6.09 | 17.11 | 17.11 | 0 | 47.73 | 35.34 | 12285 | NA | 1573 | 44.77 | NA | NA | NA | N
Deercroft Gas Recovery | II-3 | Biomass | Internal Combustion | Operating | 0.4 | 0.4 | 95577.94 | 23.2 | 6.09 | 17.11 | 17.11 | 0 | 47.73 | 35.34 | 12285 | NA | 1573 | 44.77 | NA | NA | NA | N
Deercroft Gas Recovery | II-4 | Biomass | Internal Combustion | Operating | 0.4 | 0.4 | 95578.34 | 23.2 | 6.09 | 17.11 | 17.11 | 0 | 47.73 | 35.34 | 12285 | NA | 1573 | 44.77 | NA | NA | NA | N
Kyger Creek | 5 | Coal | Steam Turbine | Operating | 182.87 | 182.87 | 95761.21 | 23.29 | 20.34 | 2.95 | 2.95 | 0 | 27.16 | 28.6 | 10629 | 9950779 | 936173 | 58.28 | 0.211 | 0.1509 | 205.2009 | N
Warren County Power Station | CT01 | Natural Gas | Combined Cycle | Operating | 297.5 | 297.5 | 96058.71 | 23.29 | 22.51 | 0.78 | 0.78 | 0 | 15.84 | 26.03 | 6907 | 0 | 1723090 | 65.94 | 0.0056 | 0.0006 | 118.857 | N
Warren County Power Station | CT02 | Natural Gas | Combined Cycle | Operating | 297.5 | 297.5 | 96356.21 | 23.29 | 22.51 | 0.78 | 0.78 | 0 | 15.84 | 26.03 | 6907 | 0 | 1723090 | 65.94 | 0.0059 | 0.0006 | 118.8573 | N
Warren County Power Station | CT03 | Natural Gas | Combined Cycle | Operating | 297.5 | 297.5 | 96653.71 | 23.29 | 22.51 | 0.78 | 0.78 | 0 | 15.84 | 26.03 | 6907 | 0 | 1723090 | 65.94 | 0.0056 | 0.0006 | 118.8572 | N
Warren County Power Station | ST01 | Natural Gas | Combined Cycle | Operating | 579.7 | 579.7 | 97233.41 | 23.29 | 22.51 | 0.78 | 0.78 | 0 | 15.84 | 26.03 | 6907 | 0 | 3357568 | 65.94 | 0.0057 | 0.0006 | 118.8572 | N
Waukegan | 7 | Coal | Steam Turbine | Operating | 328 | 328 | 97561.41 | 23.31 | 17.95 | 5.36 | 5.36 | 0 | 26.55 | 33.51 | 10666 | 9101734 | 853341 | 29.62 | 0.1004 | 0.2833 | 213.0661 | N
Waukegan | 8 | Coal | Steam Turbine | Operating | 361 | 361 | 97922.41 | 23.31 | 17.95 | 5.36 | 5.36 | 0 | 26.55 | 33.73 | 10667 | 9807506 | 919431 | 28.99 | 0.1151 | 0.293 | 212.6935 | N
Mountaineer | 1 | Coal | Steam Turbine | Operating | 1299 | 1299 | 99221.41 | 23.35 | 20.94 | 2.41 | 2.41 | 0 | 28.09 | 28.02 | 10013 | 78196321 | 7809399 | 68.44 | 0.0984 | 0.131 | 204.9457 | N
MillerCoors Shenandoah Brewery | WWTP | Biomass | Combustion Turbine | Operating | 1.4 | 1.4 | 99222.81 | 23.37 | 19.87 | 3.5 | 3.5 | 0 | 9.8 | NA | 12681 | NA | NA | NA | 0.414 | 0.047 | 206.45 | N
Burlington GT | 124 | Natural Gas | Combustion Turbine | Operating | 42 | 42 | 99264.81 | 23.4 | 19.38 | 4.02 | 4.02 | 0 | 3.45 | 32.25 | 9771 | 160245 | 16399 | 4.45 | 0.0894 | 0.0005 | 118.9703 | N
Kyger Creek | 1 | Coal | Steam Turbine | Operating | 183.52 | 183.52 | 99448.33 | 23.46 | 20.51 | 2.95 | 2.95 | 0 | 27.16 | 28.89 | 10718 | 9836121 | 917756 | 56.93 | 0.2089 | 0.1355 | 205.2023 | N
Rock Springs | 2 | Natural Gas | Combustion Turbine | Operating | 189 | 189 | 99637.33 | 23.46 | 21.43 | 2.04 | 2.04 | 0 | 6.24 | 30.5 | 10462 | 1754214 | 167668 | 10.1 | 0.0301 | 0.0006 | 118.858 | N
Rock Springs | 3 | Natural Gas | Combustion Turbine | Operating | 183.9 | 183.9 | 99821.23 | 23.48 | 21.45 | 2.04 | 2.04 | 0 | 6.24 | 27.8 | 10472 | 2786040 | 266035 | 16.47 | 0.0306 | 0.0006 | 118.8585 | N
Burlington GT | 122 | Natural Gas | Combustion Turbine | Operating | 42 | 42 | 99863.23 | 23.53 | 19.51 | 4.02 | 4.02 | 0 | 3.45 | 31.97 | 9834 | 169003 | 17186 | 4.66 | 0.0903 | 0.0005 | 119.0466 | N
Rock Springs | 4 | Natural Gas | Combustion Turbine | Operating | 184.3 | 184.3 | 100047.53 | 23.59 | 21.55 | 2.04 | 2.04 | 0 | 6.24 | 28.26 | 10523 | 2588041 | 245949 | 15.19 | 0.0328 | 0.0006 | 118.8579 | N
Kyger Creek | 4 | Coal | Steam Turbine | Operating | 182.87 | 182.87 | 100230.41 | 23.61 | 20.66 | 2.95 | 2.95 | 0 | 27.16 | 29.03 | 10796 | 9905311 | 917472 | 57.12 | 0.2077 | 0.155 | 205.1999 | N
Warren Energy Resource Co. | 1 | Biomass | Steam Turbine | Operating | 10.5 | 10.5 | 100240.91 | 23.61 | 0 | 23.61 | 23.61 | 0 | 117.62 | NA | 20085 | NA | NA | NA | 0.169 | 0.029 | 118.18 | N
Rock Springs | 1 | Natural Gas | Combustion Turbine | Operating | 188.5 | 188.5 | 100429.41 | 23.62 | 21.59 | 2.04 | 2.04 | 0 | 6.24 | 29.64 | 10540 | 2060254 | 195465 | 11.81 | 0.0296 | 0.0006 | 118.8571 | N
Bay View Cogeneration Facility - Gas Plant | GTG | Biomass | Combustion Turbine | Mothballed | 5 | 5 | 100434.41 | 23.68 | 19.87 | 3.81 | 3.81 | 0 | 4.97 | NA | 17503 | NA | NA | NA | 0.169 | 0.029 | 114.79 | Y
Philpott Lake | 1 | Water | Hydro | Operating | 7.5 | 7.5 | 100441.91 | 23.68 | 0 | 23.68 | 23.68 | 0 | 21.99 | NA | NA | NA | NA | NA | NA | NA | NA | N
Philpott Lake | 2 | Water | Hydro | Operating | 7.5 | 7.5 | 100449.41 | 23.68 | 0 | 23.68 | 23.68 | 0 | 21.99 | NA | NA | NA | NA | NA | NA | NA | NA | N
Philpott Lake | 3 | Water | Hydro | Operating | 0.6 | 0.6 | 100450.01 | 23.68 | 0 | 23.68 | 23.68 | 0 | 21.99 | NA | NA | NA | NA | NA | NA | NA | NA | N
College of New Jersey | COGEN | Natural Gas | Combustion Turbine | Operating | 5.6 | 5.6 | 100455.61 | 23.69 | 22.26 | 1.44 | 1.44 | 0 | 13.69 | NA | 11374 | NA | NA | NA | 0.059 | 0.002 | 119.31 | Y
Kyger Creek | 2 | Coal | Steam Turbine | Operating | 182.87 | 182.87 | 100638.48 | 23.75 | 20.8 | 2.95 | 2.95 | 0 | 27.16 | 29.59 | 10871 | 9252592 | 851164 | 52.99 | 0.2229 | 0.1367 | 205.2022 | N
J.M. Stuart | 2 | Coal | Steam Turbine | Operating | 577 | 577 | 101215.48 | 23.79 | 19.86 | 3.94 | 3.94 | 0 | 33.44 | 30.53 | 10226 | 29285376 | 2863873 | 56.5 | 0.0931 | 0.1508 | 205.1999 | N
J.M. Stuart | 3 | Coal | Steam Turbine | Operating | 577 | 577 | 101792.48 | 23.85 | 19.92 | 3.94 | 3.94 | 0 | 33.44 | 31.2 | 10258 | 26955629 | 2627704 | 51.85 | 0.0924 | 0.1598 | 205.1998 | N
Fort Martin | 2 | Coal | Steam Turbine | Operating | 546 | 546 | 102338.48 | 24.01 | 22.77 | 1.23 | 1.14 | 0.09 | 34.6 | 30.1 | 10019 | 31047512 | 3098822 | 64.61 | 0.3164 | 0.0622 | 209.7594 | N
Kyger Creek | 3 | Coal | Steam Turbine | Operating | 182.87 | 182.87 | 102521.35 | 24.02 | 21.06 | 2.95 | 2.95 | 0 | 27.16 | 29.33 | 11008 | 10288823 | 934636 | 58.18 | 0.2151 | 0.1497 | 205.2009 | N
W.H. Sammis | 6 | Coal | Steam Turbine | Operating | 600 | 600 | 103121.35 | 24.02 | 20.49 | 3.53 | 3.53 | 0 | 28.14 | 28.94 | 10510 | 36065273 | 3431433 | 65.11 | 0.0985 | 0.0807 | 209.7602 | N
Camden Cogeneration | GEN1 | Natural Gas | Combined Cycle | Operating | 92.6 | 92.6 | 103213.95 | 24.03 | 17.26 | 6.77 | 6.77 | 0 | 20.75 | NA | 8821 | NA | NA | NA | 0.0329 | 0.0006 | 118.8553 | Y
Camden Cogeneration | GEN2 | Natural Gas | Combined Cycle | Operating | 52.1 | 52.1 | 103266.05 | 24.03 | 17.26 | 6.77 | 6.77 | 0 | 20.75 | NA | 8821 | NA | NA | NA | 0.0329 | 0.0006 | 118.8553 | Y
Nalco Chemical Company | AT1 | Natural Gas | Combined Cycle | Operating | 3.5 | 3.5 | 103269.55 | 24.06 | 15.84 | 8.22 | 8.22 | 0 | 26.37 | NA | 5904 | NA | NA | NA | 0.02 | 0.001 | 118.4 | Y
Nalco Chemical Company | DPOX | Natural Gas | Combined Cycle | Operating | 0.7 | 0.7 | 103270.25 | 24.06 | 15.84 | 8.22 | 8.22 | 0 | 26.37 | NA | 5904 | NA | NA | NA | 0.02 | 0.001 | 118.4 | Y
J.M. Stuart | 4 | Coal | Steam Turbine | Operating | 577 | 577 | 103847.25 | 24.08 | 20.14 | 3.94 | 3.94 | 0 | 33.44 | 30.64 | 10374 | 30511334 | 2941021 | 58.03 | 0.0995 | 0.1788 | 205.2 | N
Joliet 29 | 7 | Natural Gas | Steam Turbine | Operating | 522 | 522 | 104369.25 | 24.13 | 21.17 | 2.96 | 2.96 | 0 | 10.63 | 29.56 | 10717 | 10947742 | 1021537 | 22.28 | 0.0885 | 0.2981 | 174.7515 | N
Central Utility CT Plant at White Oak | G3 | Natural Gas | Combustion Turbine | Operating | 4.6 | 4.6 | 104373.85 | 24.15 | 22.71 | 1.44 | 1.44 | 0 | 4.75 | NA | 11606 | NA | NA | NA | 0.059 | 0.002 | 119.31 | Y
Central Utility CT Plant at White Oak | G4 | Natural Gas | Combustion Turbine | Operating | 4.6 | 4.6 | 104378.45 | 24.15 | 22.71 | 1.44 | 1.44 | 0 | 4.75 | NA | 11606 | NA | NA | NA | 0.059 | 0.002 | 119.31 | Y
Central Utility CT Plant at White Oak | G5 | Natural Gas | Combustion Turbine | Operating | 4.6 | 4.6 | 104383.05 | 24.15 | 22.71 | 1.44 | 1.44 | 0 | 4.75 | NA | 11606 | NA | NA | NA | 0.059 | 0.002 | 119.31 | Y
Central Utility CT Plant at White Oak | G6 | Natural Gas | Combustion Turbine | Operating | 4.6 | 4.6 | 104387.65 | 24.15 | 22.71 | 1.44 | 1.44 | 0 | 4.75 | NA | 11606 | NA | NA | NA | 0.059 | 0.002 | 119.31 | Y
Central Utility CT Plant at White Oak | G9 | Natural Gas | Combustion Turbine | Operating | 4.5 | 4.5 | 104392.15 | 24.15 | 22.71 | 1.44 | 1.44 | 0 | 4.75 | NA | 11606 | NA | NA | NA | 0.059 | 0.002 | 119.31 | Y
J.M. Stuart | 1 | Coal | Steam Turbine | Operating | 577 | 577 | 104969.15 | 24.2 | 20.26 | 3.94 | 3.94 | 0 | 33.44 | 31.04 | 10434 | 29399618 | 2817766 | 55.6 | 0.0925 | 0.1331 | 205.2002 | N
Miami Fort | 8 | Coal | Steam Turbine | Operating | 510 | 510 | 105479.15 | 24.23 | 22.85 | 1.37 | 1.37 | 0 | 39.29 | 30.16 | 10132 | 34184324 | 3373969 | 75.31 | 0.1804 | 0.2998 | 205.1999 | N
Deep Creek | 1 | Water | Hydro | Operating | 9 | 9 | 105488.15 | 24.26 | 0 | 24.26 | 24.26 | 0 | 26.01 | NA | NA | NA | NA | NA | NA | NA | NA | N
Deep Creek | 2 | Water | Hydro | Operating | 9 | 9 | 105497.15 | 24.26 | 0 | 24.26 | 24.26 | 0 | 26.01 | NA | NA | NA | NA | NA | NA | NA | NA | N
Prairie View Gas Recovery | I-1 | Biomass | Internal Combustion | Operating | 0.4 | 0.4 | 105497.55 | 24.33 | 7.22 | 17.11 | 17.11 | 0 | 47.83 | 31.17 | 12285 | NA | 2798 | 79.64 | NA | NA | NA | N
Prairie View Gas Recovery | I-2 | Biomass | Internal Combustion | Operating | 0.4 | 0.4 | 105497.95 | 24.33 | 7.22 | 17.11 | 17.11 | 0 | 47.83 | 31.17 | 12285 | NA | 2798 | 79.64 | NA | NA | NA | N
Prairie View Gas Recovery | I-3 | Biomass | Internal Combustion | Operating | 0.4 | 0.4 | 105498.35 | 24.33 | 7.22 | 17.11 | 17.11 | 0 | 47.83 | 31.17 | 12285 | NA | 2798 | 79.64 | NA | NA | NA | N
Prairie View Gas Recovery | I-4 | Biomass | Internal Combustion | Operating | 0.4 | 0.4 | 105498.75 | 24.33 | 7.22 | 17.11 | 17.11 | 0 | 47.83 | 31.17 | 12285 | NA | 2798 | 79.64 | NA | NA | NA | N
Prairie View Gas Recovery | II-1 | Biomass | Internal Combustion | Operating | 0.4 | 0.4 | 105499.15 | 24.33 | 7.22 | 17.11 | 17.11 | 0 | 47.83 | 31.17 | 12285 | NA | 2798 | 79.64 | NA | NA | NA | N
Prairie View Gas Recovery | II-2 | Biomass | Internal Combustion | Operating | 0.4 | 0.4 | 105499.55 | 24.33 | 7.22 | 17.11 | 17.11 | 0 | 47.83 | 31.17 | 12285 | NA | 2798 | 79.64 | NA | NA | NA | N
Prairie View Gas Recovery | II-3 | Biomass | Internal Combustion | Operating | 0.4 | 0.4 | 105499.95 | 24.33 | 7.22 | 17.11 | 17.11 | 0 | 47.83 | 31.17 | 12285 | NA | 2798 | 79.64 | NA | NA | NA | N
Prairie View Gas Recovery | II-4 | Biomass | Internal Combustion | Operating | 0.4 | 0.4 | 105500.35 | 24.33 | 7.22 | 17.11 | 17.11 | 0 | 47.83 | 31.17 | 12285 | NA | 2798 | 79.64 | NA | NA | NA | N
Scrubgrass | GEN1 | Coal | Steam Turbine | Operating | 86.1 | 86.1 | 105586.45 | 24.41 | 18.26 | 6.15 | 6.15 | 0 | 20.38 | NA | 13589 | NA | NA | NA | 0.1488 | 0.3037 | 212.8388 | Y
H.L. Spurlock | 4 | Coal | Steam Turbine | Operating | 268 | 268 | 105854.45 | 24.44 | 22.12 | 2.32 | 2.32 | 0 | 28.05 | 28.47 | 9823 | 18296552 | 1862623 | 79.12 | 0.0587 | 0.1012 | 205.1997 | N
Mahoning Creek | 8107 | Water | Hydro | Operating | 6.7 | 6.7 | 105861.15 | 24.51 | 0 | 24.51 | 24.51 | 0 | 8.43 | NA | NA | NA | NA | NA | NA | NA | NA | N
H.L. Spurlock | 3 | Coal | Steam Turbine | Operating | 268 | 268 | 106129.15 | 24.55 | 22.23 | 2.32 | 2.32 | 0 | 28.05 | 28.86 | 9872 | 17213405 | 1743725 | 74.07 | 0.0598 | 0.1393 | 205.2001 | N
John E. Amos | 2 | Coal | Steam Turbine | Operating | 800 | 800 | 106929.15 | 24.55 | 21.67 | 2.87 | 2.86 | 0.01 | 24.87 | 29.11 | 9924 | 43293315 | 4362481 | 62.08 | 0.0736 | 0.053 | 205.2 | N
John E. Amos | 1 | Coal | Steam Turbine | Operating | 800 | 800 | 107729.15 | 24.6 | 21.72 | 2.87 | 2.86 | 0.01 | 24.87 | 29.33 | 9947 | 41768573 | 4199063 | 59.75 | 0.0669 | 0.0581 | 205.2 | N
Doswell Combined Cycle Facility | GEN1 | Natural Gas | Combined Cycle | Operating | 122 | 122 | 107851.15 | 24.64 | 23.66 | 0.98 | 0.98 | 0 | 11.05 | 26.54 | 8266 | 8142254 | 708207 | 66.09 | 0.0356 | 0.0007 | 118.4 | N
Doswell Combined Cycle Facility | GEN2 | Natural Gas | Combined Cycle | Operating | 122 | 122 | 107973.15 | 24.64 | 23.66 | 0.98 | 0.98 | 0 | 11.05 | 26.58 | 8266 | 8109795 | 694303 | 64.79 | 0.036 | 0.0007 | 118.4 | N
Doswell Combined Cycle Facility | GEN3 | Natural Gas | Combined Cycle | Operating | 132 | 132 | 108105.15 | 24.64 | 23.66 | 0.98 | 0.98 | 0 | 11.05 | 26.38 | 8266 | 2108936 | 839023 | 72.36 | 0.0361 | 0.0007 | 118.4 | N
Doswell Combined Cycle Facility | GEN4 | Natural Gas | Combined Cycle | Operating | 122 | 122 | 108227.15 | 24.64 | 23.66 | 0.98 | 0.98 | 0 | 11.05 | 26.63 | 8266 | 7897612 | 678148 | 63.28 | 0.0361 | 0.0006 | 118.4 | N
Doswell Combined Cycle Facility | GEN5 | Natural Gas | Combined Cycle | Operating | 122 | 122 | 108349.15 | 24.64 | 23.66 | 0.98 | 0.98 | 0 | 11.05 | 26.89 | 8266 | 7253778 | 598280 | 55.83 | 0.0369 | 0.0007 | 118.4 | N
Doswell Combined Cycle Facility | GEN6 | Natural Gas | Combined Cycle | Operating | 132 | 132 | 108481.15 | 24.64 | 23.66 | 0.98 | 0.98 | 0 | 11.05 | 26.53 | 8266 | 1932282 | 770234 | 66.43 | 0.0361 | 0.0007 | 118.4 | N
Newark Bay Cogeneration | GEN1 | Natural Gas | Combined Cycle | Operating | 49.5 | 49.5 | 108530.65 | 24.65 | 21.36 | 3.3 | 3.3 | 0 | 21.72 | NA | 8873 | NA | NA | NA | 0.0207 | 0.0006 | 118.8564 | Y
Newark Bay Cogeneration | GEN2 | Natural Gas | Combined Cycle | Operating | 49.5 | 49.5 | 108580.15 | 24.65 | 21.36 | 3.3 | 3.3 | 0 | 21.72 | NA | 8873 | NA | NA | NA | 0.0193 | 0.0006 | 118.8582 | Y
Newark Bay Cogeneration | GEN3 | Natural Gas | Combined Cycle | Operating | 37.2 | 37.2 | 108617.35 | 24.65 | 21.36 | 3.3 | 3.3 | 0 | 21.72 | NA | 8873 | NA | NA | NA | 0.02 | 0.0006 | 118.8573 | Y
Burlington GT | 123 | Natural Gas | Combustion Turbine | Operating | 42 | 42 | 108659.35 | 24.71 | 20.69 | 4.02 | 4.02 | 0 | 3.45 | 34.53 | 10430 | 154088 | 14773 | 4 | 0.0921 | 0.0006 | 119.1188 | N
John E. Amos | 3 | Coal | Steam Turbine | Operating | 1299 | 1299 | 109958.35 | 24.73 | 21.86 | 2.87 | 2.86 | 0.01 | 24.87 | 30.35 | 10011 | 57557651 | 5749718 | 50.35 | 0.1085 | 0.096 | 205.1999 | N
Fort Martin | 1 | Coal | Steam Turbine | Operating | 552 | 552 | 110510.35 | 24.78 | 23.54 | 1.23 | 1.14 | 0.09 | 34.6 | 29.93 | 10358 | 38400022 | 3707307 | 76.46 | 0.3035 | 0.0917 | 209.76 | N
Virginia Tech Power Plant | WG01 | Coal | Steam Turbine | Operating | 6.3 | 6.3 | 110516.65 | 24.86 | 22.28 | 2.58 | 2.58 | 0 | 27.31 | NA | 11373 | NA | NA | NA | 0.199 | 0.48 | 205.84 | Y
NIH Cogeneration Facility | CGTG | Natural Gas | Combustion Turbine | Operating | 22.3 | 22.3 | 110538.95 | 25 | 23.57 | 1.44 | 1.44 | 0 | 4.66 | NA | 12043 | NA | NA | NA | 0.059 | 0.002 | 119.31 | Y
Kearny GT | N122 | Natural Gas | Combustion Turbine | Operating | 44.5 | 44.5 | 110583.45 | 25.02 | 23.2 | 1.82 | 1.82 | 0 | 3.2 | 28.28 | 9540 | 417633 | 43778 | 11.2 | 0.0879 | 0.0006 | 119.2779 | N
Harrison | 1 | Coal | Steam Turbine | Operating | 662 | 662 | 111245.45 | 25.08 | 23.87 | 1.21 | 1.16 | 0.05 | 19.52 | 27.76 | 10083 | 48692265 | 4829079 | 83.05 | 0.144 | 0.132 | 205.1999 | N
Burlington GT | 121 | Natural Gas | Combustion Turbine | Operating | 42 | 42 | 111287.45 | 25.14 | 21.12 | 4.02 | 4.02 | 0 | 3.45 | 33.54 | 10647 | 183945 | 17276 | 4.68 | 0.0899 | 0.0005 | 119.058 | N
Miami Fort | 7 | Coal | Steam Turbine | Operating | 510 | 510 | 111797.45 | 25.15 | 23.78 | 1.37 | 1.37 | 0 | 39.29 | 31.06 | 10544 | 35749418 | 3390513 | 75.68 | 0.1312 | 0.3227 | 205.1996 | N
Conemaugh | 2 | Coal | Steam Turbine | Operating | 850 | 850 | 112647.45 | 25.16 | 22.56 | 2.6 | 2.6 | 0 | 28.11 | 30.76 | 9830 | 41906656 | 4263102 | 57.1 | 0.2086 | 0.0828 | 204.1031 | N
W.H. Sammis | 7 | Coal | Steam Turbine | Operating | 600 | 600 | 113247.45 | 25.17 | 21.64 | 3.53 | 3.53 | 0 | 28.14 | 31.94 | 11099 | 27693446 | 2495070 | 47.34 | 0.0935 | 0.0824 | 209.76 | N
Dickerson CT | GT1 | Petroleum Products | Combustion Turbine | Operating | 18 | 18 | 113265.45 | 25.19 | 22.89 | 2.3 | 2.3 | 0 | 3.63 | 29.16 | 12959 | 213212 | 16453 | 10.41 | 0.1039 | 0.0022 | 118.7165 | N
Dickerson CT | GT2 | Natural Gas | Combustion Turbine | Operating | 167 | 167 | 113432.45 | 25.19 | 22.89 | 2.3 | 2.3 | 0 | 3.63 | 29.16 | 12959 | 1978134 | 152644 | 10.41 | 0.1075 | 0.001 | 119.0584 | N
Dickerson CT | GT3 | Natural Gas | Combustion Turbine | Operating | 167 | 167 | 113599.45 | 25.19 | 22.89 | 2.3 | 2.3 | 0 | 3.63 | 29.16 | 12959 | 1978134 | 152644 | 10.41 | 0.1006 | 0.0033 | 118.3948 | N
Newman & Company Inc. | 1 | Natural Gas | Steam Turbine | Operating | 1.8 | 1.8 | 113601.25 | 25.19 | 22.26 | 2.93 | 2.93 | 0 | 11.17 | NA | 11374 | NA | NA | NA | 0.153 | 0.029 | 120.44 | Y
Central Utility CC Plant at White Oak | G12 | Natural Gas | Combined Cycle | Operating | 5 | 5 | 113606.25 | 25.32 | 22.89 | 2.42 | 2.42 | 0 | 12.56 | NA | 11699 | NA | NA | NA | 0.02 | 0.001 | 118.4 | Y
Central Utility CC Plant at White Oak | G7 | Natural Gas | Combined Cycle | Operating | 7.5 | 7.5 | 113613.75 | 25.32 | 22.89 | 2.42 | 2.42 | 0 | 12.56 | NA | 11699 | NA | NA | NA | 0.02 | 0.001 | 118.4 | Y
Central Utility CC Plant at White Oak | G8 | Natural Gas | Combined Cycle | Operating | 7.5 | 7.5 | 113621.25 | 25.32 | 22.89 | 2.42 | 2.42 | 0 | 12.56 | NA | 11699 | NA | NA | NA | 0.02 | 0.001 | 118.4 | Y
Mitchell (WV) | 2 | Coal | Steam Turbine | Operating | 790 | 790 | 114411.25 | 25.36 | 22.6 | 2.76 | 2.71 | 0.05 | 26.65 | 30.41 | 9828 | 40909653 | 4162369 | 59.98 | 0.0855 | 0.0931 | 205.1999 | N
Joliet 29 | 8 | Natural Gas | Steam Turbine | Operating | 522 | 522 | 114933.25 | 25.41 | 22.45 | 2.96 | 2.96 | 0 | 10.63 | 34.99 | 11367 | 6587785 | 579530 | 12.64 | 0.0873 | 0.321 | 184.9348 | N
Ashtabula CC | 1 | Natural Gas | Combined Cycle | Operating | 5.4 | 5.4 | 114938.65 | 25.42 | 19.33 | 6.09 | 6.09 | 0 | 26.37 | NA | 6995 | NA | NA | NA | 0.02 | 0.001 | 118.4 | Y
Ashtabula CC | 2 | Natural Gas | Combined Cycle | Operating | 5.4 | 5.4 | 114944.05 | 25.42 | 19.33 | 6.09 | 6.09 | 0 | 26.37 | NA | 6995 | NA | NA | NA | 0.02 | 0.001 | 118.4 | Y
Ashtabula CC | 3 | Natural Gas | Combined Cycle | Operating | 5.4 | 5.4 | 114949.45 | 25.42 | 19.33 | 6.09 | 6.09 | 0 | 26.37 | NA | 6995 | NA | NA | NA | 0.02 | 0.001 | 118.4 | Y
Ashtabula CC | 4 | Natural Gas | Combined Cycle | Operating | 5.4 | 5.4 | 114954.85 | 25.42 | 19.33 | 6.09 | 6.09 | 0 | 26.37 | NA | 6995 | NA | NA | NA | 0.02 | 0.001 | 118.4 | Y
Ashtabula CC | 5 | Natural Gas | Combined Cycle | Operating | 5.4 | 5.4 | 114960.25 | 25.42 | 19.33 | 6.09 | 6.09 | 0 | 26.37 | NA | 6995 | NA | NA | NA | 0.02 | 0.001 | 118.4 | Y
Ashtabula CC | 6 | Natural Gas | Combined Cycle | Operating | 0.8 | 0.8 | 114961.05 | 25.42 | 19.33 | 6.09 | 6.09 | 0 | 26.37 | NA | 6995 | NA | NA | NA | 0.02 | 0.001 | 118.4 | Y
Ashtabula CC | 7 | Natural Gas | Combined Cycle | Operating | 0.8 | 0.8 | 114961.85 | 25.42 | 19.33 | 6.09 | 6.09 | 0 | 26.37 | NA | 6995 | NA | NA | NA | 0.02 | 0.001 | 118.4 | Y
Harrison | 3 | Coal | Steam Turbine | Operating | 661 | 661 | 115622.85 | 25.44 | 24.23 | 1.21 | 1.16 | 0.05 | 19.52 | 28.22 | 10236 | 47561986 | 4646486 | 80.03 | 0.1838 | 0.1055 | 205.2 | N
Harrison | 2 | Coal | Steam Turbine | Operating | 661 | 661 | 116283.85 | 25.45 | 24.23 | 1.21 | 1.16 | 0.05 | 19.52 | 29.23 | 10238 | 34958468 | 3414607 | 58.81 | 0.2422 | 0.1674 | 205.1999 | N
Mottville | 1 | Water | Hydro | Operating | 0.4 | 0.4 | 116284.25 | 25.48 | 0 | 25.48 | 25.48 | 0 | 126.28 | 59.59 | NA | NA | 1481 | 42.14 | NA | NA | NA | N
Mottville | 2 | Water | Hydro | Operating | 0.4 | 0.4 | 116284.65 | 25.48 | 0 | 25.48 | 25.48 | 0 | 126.28 | 59.59 | NA | NA | 1481 | 42.14 | NA | NA | NA | N
Mottville | 3 | Water | Hydro | Operating | 0.4 | 0.4 | 116285.05 | 25.48 | 0 | 25.48 | 25.48 | 0 | 126.28 | 59.59 | NA | NA | 1481 | 42.14 | NA | NA | NA | N
Mottville | 4 | Water | Hydro | Operating | 0.4 | 0.4 | 116285.45 | 25.48 | 0 | 25.48 | 25.48 | 0 | 126.28 | 59.59 | NA | NA | 1481 | 42.14 | NA | NA | NA | N
Keystone | 1 | Coal | Steam Turbine | Operating | 850 | 850 | 117135.45 | 25.5 | 23.09 | 2.42 | 2.42 | 0 | 28.06 | 30.1 | 10165 | 52677894 | 5182256 | 69.41 | 0.2475 | 0.4304 | 205.1999 | N
Kearny GT | N121 | Natural Gas | Combustion Turbine | Operating | 44.5 | 44.5 | 117179.95 | 25.52 | 23.7 | 1.82 | 1.82 | 0 | 3.2 | 29.26 | 9745 | 371529 | 38127 | 9.75 | 0.096 | 0.0008 | 119.5804 | N
Seward Waste Coal | FB1 | Coal | Steam Turbine | Operating | 521 | 521 | 117700.95 | 25.52 | 22.92 | 2.6 | 2.6 | 0 | 28.22 | 30.78 | 10624 | 29719155 | 2797312 | 61.12 | 0.1143 | 0.4783 | 205.0336 | N
Conemaugh | 1 | Coal | Steam Turbine | Operating | 850 | 850 | 118550.95 | 25.53 | 22.92 | 2.6 | 2.6 | 0 | 28.11 | 30.35 | 9990 | 49510290 | 4955845 | 66.38 | 0.2587 | 0.0724 | 204.9148 | N
Princeton University Cogen Plant | GT1 | Natural Gas | Combustion Turbine | Operating | 15.5 | 15.5 | 118566.45 | 25.53 | 24.09 | 1.44 | 1.44 | 0 | 6.94 | NA | 12310 | NA | NA | NA | 0.059 | 0.002 | 119.31 | Y
Killen Station | 2 | Coal | Steam Turbine | Operating | 600 | 600 | 119166.45 | 25.54 | 21.25 | 4.29 | 4.29 | 0 | 43.33 | 33.26 | 10678 | 35936489 | 3365401 | 63.85 | 0.3367 | 0.5628 | 205.0817 | N
Ocean Peaking Power | OPP4 | Natural Gas | Combustion Turbine | Operating | 187.7 | 187.7 | 119354.15 | 25.56 | 23.45 | 2.12 | 2.12 | 0 | 3.21 | 28.92 | 10375 | 1859315 | 179220 | 10.87 | 0.0314 | 0.0006 | 118.8574 | N
Trimble County | 1 | Coal | Steam Turbine | Operating | 63.88 | 63.88 | 119418.03 | 25.56 | 22.19 | 3.36 | 3.36 | 0 | 32.95 | 30.28 | 10564 | 4707299 | 445616 | 79.42 | 0.1109 | 0.1296 | 205.2005 | N
Van Erk Dairy IC (Cogen) | 49632 | Biomass | Internal Combustion | Operating | 0.5 | 0.5 | 119418.53 | 25.56 | 19.43 | 6.13 | 6.13 | 0 | 23.96 | NA | 11075 | NA | NA | NA | NA | NA | NA | Y
Keystone | 2 | Coal | Steam Turbine | Operating | 850 | 850 | 120268.53 | 25.59 | 23.18 | 2.42 | 2.42 | 0 | 28.06 | 30.33 | 10206 | 51364905 | 5032900 | 67.41 | 0.2598 | 0.4182 | 205.2001 | N
Bear Garden | 1A | Natural Gas | Combined Cycle | Operating | 181 | 181 | 120449.53 | 25.6 | 24.16 | 1.45 | 1.45 | 0 | 15.41 | 27.83 | 6805 | 24594607 | 1254894 | 78.93 | 0.0075 | 0.0006 | 118.9138 | N
Bear Garden | 1B | Natural Gas | Combined Cycle | Operating | 187 | 187 | 120636.53 | 25.6 | 24.16 | 1.45 | 1.45 | 0 | 15.41 | 28.78 | 6805 | 0 | 908315 | 55.3 | 0.0077 | 0.0006 | 118.9336 | N
Bear Garden | 1C | Natural Gas | Combined Cycle | Operating | 254 | 254 | 120890.53 | 25.6 | 24.16 | 1.45 | 1.45 | 0 | 15.41 | 28.3 | 6805 | 0 | 1451181 | 65.04 | 0.0076 | 0.0006 | 118.9233 | N
Ocean Peaking Power | OPP3 | Natural Gas | Combustion Turbine | Operating | 187.7 | 187.7 | 121078.23 | 25.66 | 23.55 | 2.12 | 2.12 | 0 | 3.21 | 29.08 | 10420 | 1833636 | 175972 | 10.67 | 0.0332 | 0.0006 | 118.8559 | N
Possum Point CC | 6A | Natural Gas | Combined Cycle | Operating | 176.5 | 176.5 | 121254.73 | 25.74 | 24.2 | 1.54 | 1.54 | 0 | 12.65 | 28.07 | 7205 | 24274123 | 956299 | 61.68 | 0.0108 | 0.0006 | 118.8691 | N
Possum Point CC | 6B | Natural Gas | Combined Cycle | Operating | 176.5 | 176.5 | 121431.23 | 25.74 | 24.2 | 1.54 | 1.54 | 0 | 12.65 | 28.07 | 7205 | 0 | 956299 | 61.68 | 0.0108 | 0.0006 | 118.8644 | N
Possum Point CC | 6ST | Natural Gas | Combined Cycle | Operating | 262 | 262 | 121693.23 | 25.74 | 24.2 | 1.54 | 1.54 | 0 | 12.65 | 28.01 | 7205 | 1425 | 1456434 | 63.28 | 0.0108 | 0.0006 | 118.8667 | N
Earthmovers Landfill Gas Plant | 1 | Biomass | Internal Combustion | Operating | 0.4 | 0.4 | 121693.63 | 25.78 | 8.68 | 17.11 | 17.11 | 0 | 196.04 | 50.68 | 12285 | NA | 3150 | 89.64 | NA | NA | NA | N
Earthmovers Landfill Gas Plant | 2 | Biomass | Internal Combustion | Operating | 0.4 | 0.4 | 121694.03 | 25.78 | 8.68 | 17.11 | 17.11 | 0 | 196.04 | 50.68 | 12285 | NA | 3150 | 89.64 | NA | NA | NA | N
Earthmovers Landfill Gas Plant | 3 | Biomass | Internal Combustion | Operating | 0.4 | 0.4 | 121694.43 | 25.78 | 8.68 | 17.11 | 17.11 | 0 | 196.04 | 50.68 | 12285 | NA | 3150 | 89.64 | NA | NA | NA | N
Earthmovers Landfill Gas Plant | 4 | Biomass | Internal Combustion | Operating | 0.4 | 0.4 | 121694.83 | 25.78 | 8.68 | 17.11 | 17.11 | 0 | 196.04 | 50.68 | 12285 | NA | 3150 | 89.64 | NA | NA | NA | N
Earthmovers Landfill Gas Plant | 5 | Biomass | Internal Combustion | Operating | 0.4 | 0.4 | 121695.23 | 25.78 | 8.68 | 17.11 | 17.11 | 0 | 196.04 | 50.68 | 12285 | NA | 3150 | 89.64 | NA | NA | NA | N
Earthmovers Landfill Gas Plant | 6 | Biomass | Internal Combustion | Operating | 0.4 | 0.4 | 121695.63 | 25.78 | 8.68 | 17.11 | 17.11 | 0 | 196.04 | 50.68 | 12285 | NA | 3150 | 89.64 | NA | NA | NA | N
McKee Run | 1 | Natural Gas | Steam Turbine | Retired | 17 | 17 | 121712.63 | 25.83 | 22.9 | 2.93 | 2.93 | 0 | 11.17 | NA | 11700 | NA | NA | NA | 0.286 | 0.0008 | 121.6164 | N
Kankakee Hydroelectric Facility | 1 | Water | Hydro | Operating | 0.4 | 0.4 | 121713.03 | 25.89 | 0 | 25.89 | 25.89 | 0 | 84.79 | NA | NA | NA | NA | NA | NA | NA | NA | N
Kankakee Hydroelectric Facility | 2 | Water | Hydro | Operating | 0.4 | 0.4 | 121713.43 | 25.89 | 0 | 25.89 | 25.89 | 0 | 84.79 | NA | NA | NA | NA | NA | NA | NA | NA | N
Kankakee Hydroelectric Facility | 3 | Water | Hydro | Operating | 0.4 | 0.4 | 121713.83 | 25.89 | 0 | 25.89 | 25.89 | 0 | 84.79 | NA | NA | NA | NA | NA | NA | NA | NA | N
MTF CHP Plant (ACI Energy Partners) | GEN1 | Natural Gas | Combustion Turbine | Out of Service | 8.1 | 8.1 | 121721.93 | 26.07 | 22.26 | 3.81 | 3.81 | 0 | 4.97 | NA | 11374 | NA | NA | NA | 0.059 | 0.002 | 119.31 | Y
East Bend | 2 | Coal | Steam Turbine | Operating | 600 | 600 | 122321.93 | 26.13 | 22.29 | 3.84 | 3.84 | 0 | 37.69 | 32.3 | 10913 | 40021617 | 3667297 | 69.58 | 0.1691 | 0.1291 | 205.2001 | N
Bucknell University | G001 | Natural Gas | Combined Cycle | Operating | 5.5 | 5.5 | 122327.43 | 26.16 | 17.94 | 8.22 | 8.22 | 0 | 26.37 | NA | 10642 | NA | NA | NA | 0.02 | 0.001 | 118.4 | Y
Bucknell University | G502 | Natural Gas | Combined Cycle | Operating | 1.2 | 1.2 | 122328.63 | 26.16 | 17.94 | 8.22 | 8.22 | 0 | 26.37 | NA | 10642 | NA | NA | NA | 0.02 | 0.001 | 118.4 | Y
W.H. Sammis | 1 | Coal | Steam Turbine | Operating | 180 | 180 | 122508.63 | 26.34 | 22.8 | 3.53 | 3.53 | 0 | 28.14 | 38.56 | 11698 | 4848606 | 414490 | 26.22 | 0.2174 | 0.4018 | 209.7626 | N
Homer City | 3 | Coal | Steam Turbine | Operating | 651.7 | 651.7 | 123160.33 | 26.35 | 22.67 | 3.68 | 3.68 | 0 | 28.17 | 34.22 | 10252 | 23932944 | 2334496 | 40.78 | 0.3231 | 0.2699 | 205.2001 | N
Rockport | 2 | Coal | Steam Turbine | Operating | 1299 | 1299 | 124459.33 | 26.41 | 22.33 | 4.08 | 3.93 | 0.15 | 65.6 | 39.94 | 10158 | 63958966 | 6296167 | 55.14 | 0.2134 | 0.4034 | 209.7602 | N
Hopewell Cogeneration | GT1 | Natural Gas | Combined Cycle | Operating | 101 | 101 | 124560.33 | 26.48 | 24.15 | 2.33 | 2.33 | 0 | 13.54 | 31.71 | 8440 | 2972020 | 261748 | 29.5 | 0.1006 | 0.001 | 119.0417 | Y
Hopewell Cogeneration | GT2 | Natural Gas | Combined Cycle | Operating | 101 | 101 | 124661.33 | 26.48 | 24.15 | 2.33 | 2.33 | 0 | 13.54 | 30.67 | 8440 | 3639975 | 326589 | 36.81 | 0.1076 | 0.0007 | 118.9045 | Y
Hopewell Cogeneration | GT3 | Natural Gas | Combined Cycle | Operating | 101 | 101 | 124762.33 | 26.48 | 24.15 | 2.33 | 2.33 | 0 | 13.54 | 30.88 | 8440 | 3517161 | 310841 | 35.04 | 0.0941 | 0.0008 | 118.944 | Y
Hopewell Cogeneration | ST1 | Natural Gas | Combined Cycle | Operating | 96 | 96 | 124858.33 | 26.48 | 24.15 | 2.33 | 2.33 | 0 | 13.54 | 30.8 | 8440 | 0 | 300930 | 35.69 | 0.1009 | 0.0008 | 118.9587 | Y
Constantine | 1 | Water | Hydro | Operating | 0.3 | 0.3 | 124858.63 | 26.52 | 0 | 26.52 | 26.52 | 0 | 81.67 | 44.54 | NA | NA | 1360 | 51.6 | NA | NA | NA | N
Constantine | 2 | Water | Hydro | Operating | 0.3 | 0.3 | 124858.93 | 26.52 | 0 | 26.52 | 26.52 | 0 | 81.67 | 44.54 | NA | NA | 1360 | 51.6 | NA | NA | NA | N
Constantine | 3 | Water | Hydro | Operating | 0.3 | 0.3 | 124859.23 | 26.52 | 0 | 26.52 | 26.52 | 0 | 81.67 | 44.54 | NA | NA | 1360 | 51.6 | NA | NA | NA | N
Constantine | 4 | Water | Hydro | Operating | 0.3 | 0.3 | 124859.53 | 26.52 | 0 | 26.52 | 26.52 | 0 | 81.67 | 44.54 | NA | NA | 1360 | 51.6 | NA | NA | NA | N
Kearny GT | 133 | Natural Gas | Combustion Turbine | Operating | 44.5 | 44.5 | 124904.03 | 26.62 | 24.8 | 1.82 | 1.82 | 0 | 3.2 | 29 | 10196 | 608991 | 59728 | 15.28 | 0.0082 | 0.0006 | 118.8608 | N
Kearny GT | 141 | Natural Gas | Combustion Turbine | Operating | 44.5 | 44.5 | 124948.53 | 26.65 | 24.83 | 1.82 | 1.82 | 0 | 3.2 | 28.5 | 10209 | 787895 | 77173 | 19.74 | 0.0078 | 0.0007 | 118.8587 | N
Kearny GT | 134 | Natural Gas | Combustion Turbine | Operating | 44.5 | 44.5 | 124993.03 | 26.67 | 24.85 | 1.82 | 1.82 | 0 | 3.2 | 29 | 10217 | 624257 | 61097 | 15.63 | 0.0074 | 0.0007 | 118.8584 | N
Kearny GT | N124 | Natural Gas | Combustion Turbine | Operating | 44.5 | 44.5 | 125037.53 | 26.7 | 24.88 | 1.82 | 1.82 | 0 | 3.2 | 29.89 | 10229 | 456415 | 44618 | 11.41 | 0.0891 | 0.0007 | 119.2693 | N
Rockport | 1 | Coal | Steam Turbine | Operating | 1299 | 1299 | 126336.53 | 26.72 | 22.64 | 4.08 | 3.93 | 0.15 | 65.6 | 42.92 | 10301 | 54201802 | 5261703 | 46.08 | 0.2216 | 0.4182 | 209.76 | N
Kearny GT | 142 | Natural Gas | Combustion Turbine | Operating | 44.5 | 44.5 | 126381.03 | 26.73 | 24.91 | 1.82 | 1.82 | 0 | 3.2 | 28.52 | 10242 | 812583 | 79341 | 20.3 | 0.008 | 0.0007 | 118.854 | N
Emporia | GEN1 | Water | Hydro | Operating | 2 | 2 | 126383.03 | 26.79 | 0 | 26.79 | 26.79 | 0 | 51.87 | NA | NA | NA | NA | NA | NA | NA | NA | N
Emporia | GEN2 | Water | Hydro | Operating | 0.5 | 0.5 | 126383.53 | 26.79 | 0 | 26.79 | 26.79 | 0 | 51.87 | NA | NA | NA | NA | NA | NA | NA | NA | N
Bellemeade Power Station | 1 | Natural Gas | Combined Cycle | Operating | 95 | 95 | 126478.53 | 26.89 | 23.51 | 3.38 | 3.38 | 0 | 18.62 | 31.44 | 8742 | 8188122 | 388595 | 46.57 | 0.0263 | 0.0007 | 118.8967 | N
Bellemeade Power Station | 2 | Natural Gas | Combined Cycle | Operating | 95 | 95 | 126573.53 | 26.89 | 23.51 | 3.38 | 3.38 | 0 | 18.62 | 33.35 | 8742 | 0 | 274006 | 32.84 | 0.0262 | 0.0006 | 118.8759 | N
Bellemeade Power Station | 3 | Natural Gas | Combined Cycle | Operating | 77 | 77 | 126650.53 | 26.89 | 23.51 | 3.38 | 3.38 | 0 | 18.62 | 32.12 | 8742 | 0 | 274006 | 40.51 | 0.0263 | 0.0007 | 118.886 | N
Mitchell (WV) | 1 | Coal | Steam Turbine | Operating | 770 | 770 | 127420.53 | 26.94 | 24.18 | 2.76 | 2.71 | 0.05 | 26.65 | 32.77 | 10517 | 37034389 | 3521377 | 52.06 | 0.0877 | 0.0911 | 204.7689 | N
Martins Creek 3 and 4 | 4 | Natural Gas | Steam Turbine | Operating | 868.3 | 868.3 | 128288.83 | 27.02 | 25.21 | 1.81 | 1.81 | 0 | 9.83 | 30.94 | 11030 | 24034474 | 2179009 | 28.57 | 0.1765 | 0.0048 | 120.0297 | N
H.L. Spurlock | 1 | Coal | Steam Turbine | Operating | 300 | 300 | 128588.83 | 27.03 | 24.71 | 2.32 | 2.32 | 0 | 28.05 | 31.53 | 10975 | 20520245 | 1869799 | 70.95 | 0.0891 | 0.1053 | 205.1999 | N
Baltimore | GEN2 | Natural Gas | Steam Turbine | Operating | 2.5 | 2.5 | 128591.33 | 27.05 | 24.12 | 2.93 | 2.93 | 0 | 11.17 | NA | 12323 | NA | NA | NA | 0.153 | 0.029 | 120.44 | Y
Kearny GT | 132 | Natural Gas | Combustion Turbine | Operating | 44.5 | 44.5 | 128635.83 | 27.05 | 25.23 | 1.82 | 1.82 | 0 | 3.2 | 29.38 | 10373 | 634602 | 61177 | 15.65 | 0.0084 | 0.0007 | 118.8444 | N
Homer City | 2 | Coal | Steam Turbine | Operating | 623.9 | 623.9 | 129259.73 | 27.1 | 23.42 | 3.68 | 3.68 | 0 | 28.17 | 36.17 | 10587 | 20503995 | 1936644 | 35.34 | 0.3569 | 1.4514 | 205.2005 | N
Archbald Power Station | Gen2 | Natural Gas | Combustion Turbine | Operating | 50 | 50 | 129309.73 | 27.16 | 25.73 | 1.44 | 1.44 | 0 | 3.86 | NA | 11384 | NA | NA | NA | 0.0764 | 0.0006 | 118.8703 | N
Martins Creek 3 and 4 | 3 | Natural Gas | Steam Turbine | Operating | 861.4 | 861.4 | 130171.13 | 27.28 | 25.47 | 1.81 | 1.81 | 0 | 9.83 | 31.07 | 11143 | 24842915 | 2229467 | 29.46 | 0.1623 | 0.0051 | 119.2338 | N
Homer City | 1 | Coal | Steam Turbine | Operating | 625.5 | 625.5 | 130796.63 | 27.36 | 23.68 | 3.68 | 3.68 | 0 | 28.17 | 34.84 | 10709 | 25239145 | 2356923 | 42.9 | 0.2964 | 0.2009 | 205.1999 | N
Paulsboro Refinery | GEN1 | Natural Gas | Combined Cycle | Operating | 27 | 27 | 130823.63 | 27.38 | 22.84 | 4.54 | 4.54 | 0 | 26.37 | NA | 11671 | NA | NA | NA | 0.02 | 0.001 | 118.4 | Y
Paulsboro Refinery | GEN2 | Natural Gas | Combined Cycle | Operating | 15 | 15 | 130838.63 | 27.38 | 22.84 | 4.54 | 4.54 | 0 | 26.37 | NA | 11671 | NA | NA | NA | 0.02 | 0.001 | 118.4 | Y
Paulsboro Refinery | GEN3 | Natural Gas | Combined Cycle | Operating | 15 | 15 | 130853.63 | 27.38 | 22.84 | 4.54 | 4.54 | 0 | 26.37 | NA | 11671 | NA | NA | NA | 0.02 | 0.001 | 118.4 | Y
Warrior Run Cogeneration | GEN1 | Coal | Steam Turbine | Operating | 180 | 180 | 131033.63 | 27.38 | 24.5 | 2.87 | 2.87 | 0 | 26.42 | 32.2 | 10857 | 10693562 | 984976 | 62.3 | 0.0613 | 0.1532 | 205.1325 | Y
H.L. Spurlock | 2 | Coal | Steam Turbine | Operating | 510 | 510 | 131543.63 | 27.39 | 25.07 | 2.32 | 2.32 | 0 | 28.05 | 32.02 | 11133 | 34342911 | 3084841 | 68.86 | 0.0912 | 0.0956 | 205.2001 | N
Kearny GT | 131 | Natural Gas | Combustion Turbine | Operating | 44.5 | 44.5 | 131588.13 | 27.39 | 25.57 | 1.82 | 1.82 | 0 | 3.2 | 29.88 | 10512 | 599475 | 57026 | 14.59 | 0.0085 | 0.0007 | 118.8472 | N
Handsome Lake Energy | GT05 | Natural Gas | Combustion Turbine | Operating | 53.5 | 53.5 | 131641.63 | 27.41 | 24.53 | 2.88 | 2.88 | 0 | 3.29 | 47.94 | 14403 | 123630 | 8584 | 1.83 | 0.1651 | 0.0007 | 117.8617 | N
Kearny GT | N123 | Natural Gas | Combustion Turbine | Operating | 44.5 | 44.5 | 131686.13 | 27.49 | 25.67 | 1.82 | 1.82 | 0 | 3.2 | 31.5 | 10554 | 374864 | 35520 | 9.09 | 0.0918 | 0.0007 | 119.2847 | N
W.H. Sammis | 2 | Coal | Steam Turbine | Operating | 180 | 180 | 131866.13 | 27.58 | 24.05 | 3.53 | 3.53 | 0 | 28.14 | 43.24 | 12336 | 3990790 | 323502 | 20.46 | 0.2191 | 0.4102 | 209.7603 | N
Edge Moor 3-4 | 4 | Natural Gas | Steam Turbine | Operating | 174 | 174 | 132040.13 | 27.61 | 20.83 | 6.78 | 6.78 | 0 | 16.72 | 38.03 | 10645 | 2972844 | 279267 | 18.27 | 0.0642 | 0.0006 | 118.5593 | Y
York Cogeneration | GT#1 | Natural Gas | Combined Cycle | Operating | 7.46 | 7.46 | 132047.59 | 27.61 | 19.39 | 8.22 | 8.22 | 0 | 26.37 | NA | 9907 | NA | NA | NA | 0.02 | 0.001 | 118.4 | Y
York Cogeneration | GT#2 | Natural Gas | Combined Cycle | Operating | 7.46 | 7.46 | 132055.05 | 27.61 | 19.39 | 8.22 | 8.22 | 0 | 26.37 | NA | 9907 | NA | NA | NA | 0.02 | 0.001 | 118.4 | Y
York Cogeneration | GT#5 | Natural Gas | Combined Cycle | Operating | 7.46 | 7.46 | 132062.51 | 27.61 | 19.39 | 8.22 | 8.22 | 0 | 26.37 | NA | 9907 | NA | NA | NA | 0.02 | 0.001 | 118.4 | Y
York Cogeneration | GT#6 | Natural Gas | Combined Cycle | Operating | 7.46 | 7.46 | 132069.97 | 27.61 | 19.39 | 8.22 | 8.22 | 0 | 26.37 | NA | 9907 | NA | NA | NA | 0.02 | 0.001 | 118.4 | Y
York Cogeneration | ST#1 | Natural Gas | Combined Cycle | Operating | 8.54 | 8.54 | 132078.51 | 27.61 | 19.39 | 8.22 | 8.22 | 0 | 26.37 | NA | 9907 | NA | NA | NA | 0.02 | 0.001 | 118.4 | Y
York Cogeneration | ST#2 | Natural Gas | Combined Cycle | Operating | 8.54 | 8.54 | 132087.05 | 27.61 | 19.39 | 8.22 | 8.22 | 0 | 26.37 | NA | 9907 | NA | NA | NA | 0.02 | 0.001 | 118.4 | Y
Clifty Creek | 5 | Coal | Steam Turbine | Operating | 184.44 | 184.44 | 132271.49 | 27.73 | 24.41 | 3.32 | 3.32 | 0 | 27.46 | 34.52 | 10853 | 8089341 | 745335 | 46 | 0.3907 | 0.1569 | 209.7591 | N
W.H. Sammis | 4 | Coal | Steam Turbine | Operating | 180 | 180 | 132451.49 | 27.74 | 24.21 | 3.53 | 3.53 | 0 | 28.14 | 43.79 | 12420 | 3920372 | 315640 | 19.96 | 0.2103 | 0.3744 | 209.7601 | N
Clifty Creek | 2 | Coal | Steam Turbine | Operating | 184.44 | 184.44 | 132635.93 | 27.76 | 24.43 | 3.32 | 3.32 | 0 | 27.46 | 33.65 | 10865 | 9331856 | 858889 | 53.01 | 0.2921 | 0.1716 | 209.7632 | N
Clifty Creek | 4 | Coal | Steam Turbine | Operating | 184.44 | 184.44 | 132820.38 | 27.76 | 24.44 | 3.32 | 3.32 | 0 | 27.46 | 34.18 | 10868 | 8575230 | 789031 | 48.7 | 0.404 | 0.157 | 209.7617 | N
W.H. Zimmer | ST1 | Coal | Steam Turbine | Operating | 1344 | 1344 | 134164.38 | 27.79 | 23.14 | 4.65 | 4.65 | 0 | 35.87 | 36.63 | 9834 | 53620017 | 5452721 | 46.19 | 0.2129 | 0.3888 | 204.9236 | N
Delaware City CT | CT1 | Natural Gas | Combustion Turbine | Operating | 72 | 72 | 134236.38 | 27.82 | 26.39 | 1.44 | 1.44 | 0 | 3.52 | 28.39 | 13483 | 6025682 | 446918 | 70.66 | 0.059 | 0.002 | 119.31 | Y
Delaware City CT | CT2 | Natural Gas | Combustion Turbine | Operating | 72 | 72 | 134308.38 | 27.82 | 26.39 | 1.44 | 1.44 | 0 | 3.52 | 28.39 | 13483 | 6025682 | 446918 | 70.66 | 0.059 | 0.002 | 119.31 | Y
Clifty Creek | 6 | Coal | Steam Turbine | Operating | 184.44 | 184.44 | 134492.82 | 27.88 | 24.56 | 3.32 | 3.32 | 0 | 27.46 | 34.98 | 10919 | 7788096 | 713250 | 44.02 | 0.4244 | 0.1583 | 209.7604 | N
W.H. Sammis | 3 | Coal | Steam Turbine | Operating | 180 | 180 | 134672.82 | 27.91 | 24.37 | 3.53 | 3.53 | 0 | 28.14 | 40.81 | 12504 | 4910340 | 392706 | 24.84 | 0.219 | 0.4012 | 209.7627 | N
Clifty Creek | 3 | Coal | Steam Turbine | Operating | 184.44 | 184.44 | 134857.26 | 27.94 | 24.62 | 3.32 | 3.32 | 0 | 27.46 | 34.01 | 10948 | 9139599 | 834816 | 51.53 | 0.2709 | 0.176 | 209.7606 | N
Orrville | 9 | Coal | Steam Turbine | Operating | 20 | 20 | 134877.26 | 28.09 | 25.52 | 2.58 | 2.58 | 0 | 27.31 | NA | 10932 | NA | NA | NA | 0.199 | 0.48 | 205.84 | N
Grant Town Cogen | GEN1 | Coal | Steam Turbine | Operating | 80 | 80 | 134957.26 | 28.24 | 25.5 | 2.73 | 2.73 | 0 | 20.66 | 30.69 | 13412 | 9016239 | 672244 | 95.66 | 0.2956 | 0.4808 | 205.2057 | Y
LSP University Park | 5 | Natural Gas | Combustion Turbine | Operating | 45 | 45 | 135002.26 | 28.29 | 26.66 | 1.63 | 1.63 | 0 | 3.17 | 30.24 | 9937 | 725293 | 72989 | 18.47 | 0.0215 | 0.0006 | 118.8573 | N
Chalk Point 3 and 4 | 4 | Natural Gas | Steam Turbine | Operating | 582 | 582 | 135584.26 | 28.3 | 24.81 | 3.49 | 3.49 | 0 | 10.2 | 35.09 | 12316 | 10761602 | 873786 | 17.09 | 0.1325 | 0.0024 | 118.562 | N
Cordova Energy Center | PT11 | Natural Gas | Combined Cycle | Operating | 205 | 205 | 135789.26 | 28.3 | 20.08 | 8.22 | 8.22 | 0 | 10.4 | 215.47 | 7483 | 124053 | 11391 | 0.63 | 0.0109 | 0.0006 | 118.85 | N
Cordova Energy Center | PT21 | Natural Gas | Combined Cycle | Operating | 205 | 205 | 135994.26 | 28.3 | 20.08 | 8.22 | 8.22 | 0 | 10.4 | 136.9 | 7483 | 219479 | 19633 | 1.09 | 0.0118 | 0.0006 | 118.8542 | N
United Water New Jersey Facility | GEN2 | Natural Gas | Internal Combustion | Operating | 2 | 2 | 176839.22 | 42.36 | 26.26 | 16.09 | 16.09 | 0 | 12.58 | NA | 10912 | NA | NA | NA | NA | NA | NA | Y
United Water New Jersey Facility | GEN3 | Natural Gas | Internal Combustion | Operating | 2 | 2 | 176841.22 | 42.36 | 26.26 | 16.09 | 16.09 | 0 | 12.58 | NA | 10912 | NA | NA | NA | NA | NA | NA | Y
United Water New Jersey Facility | GEN4 | Natural Gas | Internal Combustion | Operating | 2 | 2 | 176843.22 | 42.36 | 26.26 | 16.09 | 16.09 | 0 | 12.58 | NA | 10912 | NA | NA | NA | NA | NA | NA | Y
Elizabeth River CT | GEN2 | Natural Gas | Combustion Turbine | Operating | 120 | 120 | 176963.22 | 42.49 | 36.82 | 5.66 | 5.66 | 0 | 11.45 | 63.46 | 12117 | 793760 | 65509 | 6.21 | 0.1292 | 0.0075 | 120.5621 | N
J.K. Smith | GT3 | Natural Gas | Combustion Turbine | Operating | 142 | 142 | 177105.22 | 42.5 | 36.43 | 6.08 | 6.08 | 0 | 3.13 | 79.86 | 13706 | 163159 | 11905 | 0.95 | 0.0716 | 0.0006 | 118.9216 | N
Louisa Generating | 2 | Natural Gas | Combustion Turbine | Operating | 92 | 92 | 177197.22 | 42.54 | 37.23 | 5.31 | 5.31 | 0 | 4.29 | 49.77 | 12070 | 658584 | 54564 | 6.75 | 0.0333 | 0.0015 | 121.6621 | N
Louisa Generating | 4 | Natural Gas | Combustion Turbine | Operating | 92 | 92 | 177289.22 | 42.54 | 37.22 | 5.31 | 5.31 | 0 | 4.29 | 52.21 | 12069 | 492420 | 40801 | 5.05 | 0.0357 | 0.0019 | 122.0469 | N
Clayville Generating Station (Clayville Unit #1) | 1 | Natural Gas | Combustion Turbine | Operating | 62.2 | 62.2 | 177351.42 | 42.63 | 21.11 | 21.52 | 21.52 | 0 | 13.98 | NA | 10786 | NA | NA | NA | 0.012 | 0.0006 | 118.8542 | N
Bayville Central Facility | COG1 | Biomass | Internal Combustion | Operating | 0.3 | 0.3 | 177351.72 | 42.64 | 19.43 | 23.22 | 23.22 | 0 | 10.89 | NA | 4295 | NA | NA | NA | NA | NA | NA | Y
Bayville Central Facility | COG2 | Biomass | Internal Combustion | Operating | 0.3 | 0.3 | 177352.02 | 42.64 | 19.43 | 23.22 | 23.22 | 0 | 10.89 | NA | 4295 | NA | NA | NA | NA | NA | NA | Y
Bayville Central Facility | COG3 | Biomass | Internal Combustion | Operating | 0.3 | 0.3 | 177352.32 | 42.64 | 19.43 | 23.22 | 23.22 | 0 | 10.89 | NA | 4295 | NA | NA | NA | NA | NA | NA | Y
Conesville | 6 | Coal | Steam Turbine | Operating | 405 | 405 | 177757.32 | 42.75 | 36.62 | 6.13 | 6.13 | 0 | 19.16 | 49.47 | 11583 | 13387564 | 1155752 | 32.49 | 0.4518 | 0.2167 | 205.2018 | N
J.K. Smith | GT1 | Natural Gas | Combustion Turbine | Operating | 142 | 142 | 177899.32 | 42.79 | 36.71 | 6.08 | 6.08 | 0 | 3.13 | 78.86 | 13812 | 170266 | 12328 | 0.99 | 0.0607 | 0.0021 | 120.4188 | N
J.K. Smith | GT4 | Natural Gas | Combustion Turbine | Operating | 98 | 98 | 177997.32 | 42.84 | 36.77 | 6.08 | 6.08 | 0 | 3.13 | 53.86 | 13833 | 385245 | 27849 | 3.24 | 0.0315 | 0.0007 | 118.9073 | N
General Mills West Chicago | 1 | Natural Gas | Internal Combustion | Operating | 0.8 | 0.8 | 177998.12 | 42.86 | 28.72 | 14.14 | 14.14 | 0 | 9.71 | NA | 10705 | NA | NA | NA | NA | NA | NA | Y
General Mills West Chicago | 2 | Natural Gas | Internal Combustion | Operating | 0.8 | 0.8 | 177998.92 | 42.86 | 28.72 | 14.14 | 14.14 | 0 | 9.71 | NA | 10705 | NA | NA | NA | NA | NA | NA | Y
General Mills West Chicago | 3 | Natural Gas | Internal Combustion | Operating | 0.8 | 0.8 | 177999.72 | 42.86 | 28.72 | 14.14 | 14.14 | 0 | 9.71 | NA | 10705 | NA | NA | NA | NA | NA | NA | Y
General Mills West Chicago | 4 | Natural Gas | Internal Combustion | Operating | 0.8 | 0.8 | 178000.52 | 42.86 | 28.72 | 14.14 | 14.14 | 0 | 9.71 | NA | 10705 | NA | NA | NA | NA | NA | NA | Y
General Mills West Chicago | 5 | Natural Gas | Internal Combustion | Operating | 0.8 | 0.8 | 178001.32 | 42.86 | 28.72 | 14.14 | 14.14 | 0 | 9.71 | NA | 10705 | NA | NA | NA | NA | NA | NA | Y
General Mills West Chicago | 6 | Natural Gas | Internal Combustion | Operating | 0.8 | 0.8 | 178002.12 | 42.86 | 28.72 | 14.14 | 14.14 | 0 | 9.71 | NA | 10705 | NA | NA | NA | NA | NA | NA | Y
General Mills West Chicago | 7 | Natural Gas | Internal Combustion | Operating | 0.8 | 0.8 | 178002.92 | 42.86 | 28.72 | 14.14 | 14.14 | 0 | 9.71 | NA | 10705 | NA | NA | NA | NA | NA | NA | Y
General Mills West Chicago | 8 | Natural Gas | Internal Combustion | Operating | 0.8 | 0.8 | 178003.72 | 42.86 | 28.72 | 14.14 | 14.14 | 0 | 9.71 | NA | 10705 | NA | NA | NA | NA | NA | NA | Y
J.K. Smith | GT7 | Natural Gas | Combustion Turbine | Operating | 98 | 98 | 178101.72 | 42.86 | 36.78 | 6.08 | 6.08 | 0 | 3.13 | 52.99 | 13840 | 419226 | 30291 | 3.52 | 0.0309 | 0.0006 | 118.8711 | N
Carll's Corner | CA1 | Natural Gas | Combustion Turbine | Operating | 45.3 | 45.3 | 178147.02 | 42.87 | 32.23 | 10.64 | 10.64 | 0 | 4.5 | NA | 16471 | NA | NA | NA | 0.7087 | 0.001 | 119.4595 | N
J.K. Smith | GT5 | Natural Gas | Combustion Turbine | Operating | 98 | 98 | 178245.02 | 42.89 | 36.82 | 6.08 | 6.08 | 0 | 3.13 | 53.19 | 13852 | 413008 | 29816 | 3.46 | 0.0337 | 0.0007 | 118.926 | N
Akron Recycle Energy | 1 | Biomass | Steam Turbine | Out of Service | 2 | 2 | 178247.02 | 43.09 | 38.88 | 4.2 | 4.2 | 0 | 74.97 | NA | 15741 | NA | NA | NA | 0.185 | 0.121 | 208.19 | Y
Akron Recycle Energy | 2 | Biomass | Steam Turbine | Out of Service | 2 | 2 | 178249.02 | 43.09 | 38.88 | 4.2 | 4.2 | 0 | 74.97 | NA | 15741 | NA | NA | NA | 0.185 | 0.121 | 208.19 | Y
Big Island | GEN1 | Biomass | Steam Turbine | Operating | 7 | 7 | 178256.02 | 43.09 | 38.88 | 4.2 | 4.2 | 0 | 74.97 | NA | 5393 | NA | NA | NA | 0.0243 | 0.121 | 208.19 | Y
Cox Waste-to-Energy | 1 | Biomass | Steam Turbine | Operating | 2.5 | 2.5 | 178258.52 | 43.09 | 38.88 | 4.2 | 4.2 | 0 | 74.97 | NA | 6509 | NA | NA | NA | 0.185 | 0.121 | 208.19 | Y
Cox Waste-to-Energy | 2 | Biomass | Steam Turbine | Operating | 0.9 | 0.9 | 178259.42 | 43.09 | 38.88 | 4.2 | 4.2 | 0 | 74.97 | NA | 6509 | NA | NA | NA | 0.185 | 0.121 | 208.19 | Y
Eastern Correctional Institute | 1147 | Biomass | Steam Turbine | Operating | 0.8 | 0.8 | 178260.22 | 43.09 | 38.88 | 4.2 | 4.2 | 0 | 74.97 | NA | 18946 | NA | NA | NA | 0.185 | 0.121 | 208.19 | Y
Eastern Correctional Institute | 1148 | Biomass | Steam Turbine | Operating | 0.8 | 0.8 | 178261.02 | 43.09 | 38.88 | 4.2 | 4.2 | 0 | 74.97 | NA | 18946 | NA | NA | NA | 0.185 | 0.121 | 208.19 | Y
Hoge Lumber Company | AC3M | Biomass | Steam Turbine | Operating | 0.8 | 0.8 | 178261.82 | 43.09 | 38.88 | 4.2 | 4.2 | 0 | 74.97 | NA | 86583 | NA | NA | NA | 0.185 | 0.121 | 208.19 | Y
Hoge Lumber Company | W750 | Biomass | Steam Turbine | Out of Service | 0.2 | 0.2 | 178262.02 | 43.09 | 38.88 | 4.2 | 4.2 | 0 | 74.97 | NA | 86583 | NA | NA | NA | 0.185 | 0.121 | 208.19 | Y
Viking Energy of Northumberland | GEN1 | Biomass | Steam Turbine | Mothballed | 16.2 | 16.2 | 178278.22 | 43.09 | 38.88 | 4.2 | 4.2 | 0 | 74.97 | NA | 15741 | NA | NA | NA | 0.185 | 0.121 | 208.19 | Y
Dover | 3 | Coal | Steam Turbine | Operating | 8 | 8 | 178286.22 | 43.11 | 40.54 | 2.58 | 2.58 | 0 | 27.31 | NA | 17495 | NA | NA | NA | 0.199 | 0.48 | 205.84 | N
Dover | 4 | Coal | Steam Turbine | Operating | 15.2 | 15.2 | 178301.42 | 43.11 | 40.54 | 2.58 | 2.58 | 0 | 27.31 | NA | 17495 | NA | NA | NA | 0.199 | 0.48 | 205.84 | N
Elizabeth River CT | GEN3 | Natural Gas | Combustion Turbine | Operating | 124 | 124 | 178425.42 | 43.22 | 37.56 | 5.66 | 5.66 | 0 | 11.45 | 72.72 | 12359 | 594942 | 48138 | 4.42 | 0.1336 | 0.0087 | 121.009 | N
Robert P Mone | 2 | Natural Gas | Combustion Turbine | Operating | 180 | 180 | 178605.42 | 43.25 | 36.55 | 6.69 | 6.69 | 0 | 3.17 | 58.65 | 10866 | 402721 | 37061 | 2.34 | 0.1454 | 0.0026 | 119.7748 | N
J.K. Smith | GT6 | Natural Gas | Combustion Turbine | Operating | 98 | 98 | 178703.42 | 43.29 | 37.21 | 6.08 | 6.08 | 0 | 3.13 | 53.46 | 14002 | 422770 | 30194 | 3.51 | 0.0324 | 0.0006 | 118.9023 | N
Orrville | 11 | Coal | Steam Turbine | Operating | 23 | 23 | 178726.42 | 43.29 | 40.72 | 2.58 | 2.58 | 0 | 27.31 | NA | 17444 | NA | NA | NA | 0.199 | 0.48 | 205.84 | N
Edgecombe Genco | GEN1 | Coal | Steam Turbine | Operating | 57.8 | 57.8 | 178784.22 | 43.34 | 40.77 | 2.58 | 2.58 | 0 | 27.31 | NA | 14346 | NA | NA | NA | 0.5062 | 0.0373 | 205.2443 | Y
Louisa Generating | 1 | Natural Gas | Combustion Turbine | Operating | 92 | 92 | 178876.22 | 43.42 | 38.11 | 5.31 | 5.31 | 0 | 4.29 | 50.78 | 12356 | 663155 | 53673 | 6.64 | 0.0269 | 0.0016 | 121.7122 | N
Portsmouth Genco Cogen LLC | GEN2 | Coal | Steam Turbine | Retired | 57.5 | 57.5 | 178933.72 | 43.43 | 40.85 | 2.58 | 2.58 | 0 | 27.31 | NA | 14120 | NA | NA | NA | 0.199 | 0.48 | 205.84 | Y
Robert P Mone | 1 | Natural Gas | Combustion Turbine | Operating | 180 | 180 | 179113.72 | 43.56 | 36.86 | 6.69 | 6.69 | 0 | 3.17 | 59.44 | 10959 | 393921 | 35946 | 2.27 | 0.1722 | 0.0036 | 120.6673 | N
Bristol Myers Squibb Lawrenceville Cogen (GT) | TG101 | Natural Gas | Combustion Turbine | Operating | 4.4 | 4.4 | 179118.12 | 43.59 | 42.08 | 1.51 | 1.51 | 0 | 13.98 | NA | 21502 | NA | NA | NA | 0.059 | 0.002 | 119.31 | Y
Dickerson | 3 | Coal | Steam Turbine | Operating | 173 | 173 | 179291.12 | 43.64 | 34.44 | 9.2 | 9.2 | 0 | 25.85 | 65.14 | 12404 | 2580214 | 208014 | 13.69 | 0.2348 | 0.1248 | 205.2049 | N
J.K. Smith | GT2 | Natural Gas | Combustion Turbine | Operating | 142 | 142 | 179433.12 | 43.65 | 37.57 | 6.08 | 6.08 | 0 | 3.13 | 72.98 | 14136 | 214312 | 15161 | 1.22 | 0.0697 | 0.0006 | 118.8584 | N
Carll's Corner | CA2 | Natural Gas | Combustion Turbine | Operating | 49.8 | 49.8 | 179482.92 | 43.8 | 33.16 | 10.64 | 10.64 | 0 | 4.5 | NA | 16943 | NA | NA | NA | 0.707 | 0.0009 | 119.5272 | N
Hudson 2 | 2 | Natural Gas | Steam Turbine | Retired | 620 | 620 | 180102.92 | 43.83 | 34.06 | 9.77 | 9.77 | 0 | 11.55 | 68.71 | 14062 | 4046896 | 287786 | 5.28 | 0.0844 | 0.0089 | 115.5184 | N
Evanston Township High School | GEN1 | Natural Gas | Internal Combustion | Operating | 0.8 | 0.8 | 180103.72 | 43.86 | 29.71 | 14.14 | 14.14 | 0 | 9.71 | NA | 11075 | NA | NA | NA | NA | NA | NA | N
Evanston Township High School | GEN2 | Natural Gas | Internal Combustion | Operating | 0.8 | 0.8 | 180104.52 | 43.86 | 29.71 | 14.14 | 14.14 | 0 | 9.71 | NA | 11075 | NA | NA | NA | NA | NA | NA | N
Evanston Township High School | GEN3 | Natural Gas | Internal Combustion | Operating | 0.8 | 0.8 | 180105.32 | 43.86 | 29.71 | 14.14 | 14.14 | 0 | 9.71 | NA | 11075 | NA | NA | NA | NA | NA | NA | N
Mooseheart Power House | GEN1 | Natural Gas | Internal Combustion | Operating | 0.5 | 0.5 | 180105.82 | 43.86 | 29.71 | 14.14 | 14.14 | 0 | 9.71 | NA | 11075 | NA | NA | NA | NA | NA | NA | Y
Mooseheart Power House | GEN2 | Natural Gas | Internal Combustion | Operating | 0.5 | 0.5 | 180106.32 | 43.86 | 29.71 | 14.14 | 14.14 | 0 | 9.71 | NA | 11075 | NA | NA | NA | NA | NA | NA | Y
Mooseheart Power House | GEN3 | Natural Gas | Internal Combustion | Operating | 0.3 | 0.3 | 180106.62 | 43.86 | 29.71 | 14.14 | 14.14 | 0 | 9.71 | NA | 11075 | NA | NA | NA | NA | NA | NA | Y
Mooseheart Power House | GEN4 | Natural Gas | Internal Combustion | Operating | 0.5 | 0.5 | 180107.12 | 43.86 | 29.71 | 14.14 | 14.14 | 0 | 9.71 | NA | 11075 | NA | NA | NA | NA | NA | NA | Y
MTHS Co-Gen Buildings | STH1 | Natural Gas | Internal Combustion | Operating | 0.6 | 0.6 | 180107.72 | 43.86 | 29.71 | 14.14 | 14.14 | 0 | 9.71 | NA | 11075 | NA | NA | NA | NA | NA | NA | N
MTHS Co-Gen Buildings | STH2 | Natural Gas | Internal Combustion | Operating | 0.6 | 0.6 | 180108.32 | 43.86 | 29.71 | 14.14 | 14.14 | 0 | 9.71 | NA | 11075 | NA | NA | NA | NA | NA | NA | N
Museum of Science and Industry Cogen | COGEN | Natural Gas | Internal Combustion | Operating | 1.7 | 1.7 | 180110.02 | 43.86 | 29.71 | 14.14 | 14.14 | 0 | 9.71 | NA | 11075 | NA | NA | NA | NA | NA | NA | Y
Saint Mary of Nazareth Hospital | GEN1 | Natural Gas | Internal Combustion | Operating | 0.8 | 0.8 | 180110.82 | 43.86 | 29.71 | 14.14 | 14.14 | 0 | 9.71 | NA | 11075 | NA | NA | NA | NA | NA | NA | Y
Saint Mary of Nazareth Hospital | GEN3 | Natural Gas | Internal Combustion | Operating | 0.8 | 0.8 | 180111.62 | 43.86 | 29.71 | 14.14 | 14.14 | 0 | 9.71 | NA | 11075 | NA | NA | NA | NA | NA | NA | Y
St. Francis Hospital | GEN1 | Natural Gas | Internal Combustion | Operating | 0.8 | 0.8 | 180112.42 | 43.86 | 29.71 | 14.14 | 14.14 | 0 | 9.71 | NA | 11075 | NA | NA | NA | NA | NA | NA | N
St. Francis Hospital | GEN2 | Natural Gas | Internal Combustion | Operating | 0.8 | 0.8 | 180113.22 | 43.86 | 29.71 | 14.14 | 14.14 | 0 | 9.71 | NA | 11075 | NA | NA | NA | NA | NA | NA | N
Tinley Park | GEN1 | Natural Gas | Internal Combustion | Operating | 0.7 | 0.7 | 180113.92 | 43.86 | 29.71 | 14.14 | 14.14 | 0 | 9.71 | NA | 11075 | NA | NA | NA | NA | NA | NA | Y
Tinley Park | GEN2 | Natural Gas | Internal Combustion | Operating | 0.7 | 0.7 | 180114.62 | 43.86 | 29.71 | 14.14 | 14.14 | 0 | 9.71 | NA | 11075 | NA | NA | NA | NA | NA | NA | Y
Clinton, MI | 6 | Natural Gas | Internal Combustion | Operating | 2 | 2 | 180116.62 | 43.89 | 29.75 | 14.14 | 14.14 | 0 | 9.71 | NA | 11075 | NA | NA | NA | NA | NA | NA | N
Edgecombe Genco | GEN2 | Coal | Steam Turbine | Operating | 57.8 | 57.8 | 180174.42 | 43.91 | 41.33 | 2.58 | 2.58 | 0 | 27.31 | NA | 14545 | NA | NA | NA | 0.5052 | 0.0425 | 205.2397 | Y
Thornwood High School | 1 | Natural Gas | Internal Combustion | Operating | 0.5 | 0.5 | 180174.92 | 44.14 | 22.55 | 21.59 | 21.59 | 0 | 4.47 | NA | 8405 | NA | NA | NA | NA | NA | NA | N
Thornwood High School | 2 | Natural Gas | Internal Combustion | Operating | 0.5 | 0.5 | 180175.42 | 44.14 | 22.55 | 21.59 | 21.59 | 0 | 4.47 | NA | 8405 | NA | NA | NA | NA | NA | NA | N
Gravel Neck | 1 | Petroleum Products | Combustion Turbine | Operating | 15 | 15 | 180190.42 | 44.22 | 42.98 | 1.24 | 1.24 | 0 | 2.3 | 51.34 | 12723 | 61645 | 4845 | 3.68 | 0.1712 | 0.0145 | 121.0379 | N
Gravel Neck | 2 | Petroleum Products | Combustion Turbine | Operating | 23 | 23 | 180213.42 | 44.22 | 42.98 | 1.24 | 1.24 | 0 | 2.3 | 51.34 | 12723 | 94523 | 7429 | 3.68 | 0.1712 | 0.0145 | 121.0379 | N
Gravel Neck | 3 | Natural Gas | Combustion Turbine | Operating | 98 | 98 | 180311.42 | 44.22 | 42.98 | 1.24 | 1.24 | 0 | 2.3 | 51.34 | 12723 | 402750 | 31654 | 3.68 | 0.1664 | 0.0091 | 119.8564 | N
Gravel Neck | 4 | Natural Gas | Combustion Turbine | Operating | 97 | 97 | 180408.42 | 44.22 | 42.98 | 1.24 | 1.24 | 0 | 2.3 | 51.34 | 12723 | 398641 | 31331 | 3.68 | 0.1695 | 0.0124 | 120.5731 | N
Gravel Neck | 5 | Natural Gas | Combustion Turbine | Operating | 98 | 98 | 180506.42 | 44.22 | 42.98 | 1.24 | 1.24 | 0 | 2.3 | 51.34 | 12723 | 402750 | 31654 | 3.68 | 0.1725 | 0.0163 | 121.4358 | N
Gravel Neck | 6 | Natural Gas | Combustion Turbine | Operating | 97 | 97 | 180603.42 | 44.22 | 42.98 | 1.24 | 1.24 | 0 | 2.3 | 51.34 | 12723 | 398641 | 31331 | 3.68 | 0.1818 | 0.026 | 123.5423 | N
Dickerson | ST1 | Coal | Steam Turbine | Operating | 173 | 173 | 180776.42 | 44.27 | 35.07 | 9.2 | 9.2 | 0 | 25.85 | 72.31 | 12630 | 2014069 | 159463 | 10.49 | 0.2429 | 0.13 | 205.2009 | N
Bremo Bluff | 4 | Natural Gas | Steam Turbine | Operating | 161 | 161 | 180937.42 | 44.35 | 31.79 | 12.56 | 12.56 | 0 | 677.06 | 367.79 | 10523 | 3546434 | 337018 | 23.83 | 0.1311 | 0.0006 | 118.857 | N
Herbert A Wagner | 2 | Coal | Steam Turbine | Operating | 118 | 118 | 181055.42 | 44.64 | 35.44 | 9.2 | 9.2 | 0 | 27.11 | 162.25 | 14344 | 390216 | 27205 | 2.62 | 0.2683 | 0.8489 | 205.1963 | N
Portsmouth Genco Cogen LLC | GEN1 | Coal | Steam Turbine | Retired | 57.5 | 57.5 | 181112.92 | 44.72 | 42.14 | 2.58 | 2.58 | 0 | 27.31 | NA | 14565 | NA | NA | NA | 0.199 | 0.48 | 205.84 | Y
Perryman | GT2 | Petroleum Products | Combustion Turbine | Retired | 51 | 51 | 181163.92 | 44.93 | 43.06 | 1.87 | 1.87 | 0 | 3.41 | 92 | 11543 | 42697 | 3699 | 5.04 | 0.0489 | 0.0011 | 121.4577 | N
PG Cnty Brown Station Road II | 1 | Biomass | Internal Combustion | Operating | 0.8 | 0.8 | 181164.72 | 44.94 | 19.43 | 25.51 | 25.51 | 0 | 11 | NA | 100000 | NA | NA | NA | NA | NA | NA | N
PG Cnty Brown Station Road II | 2 | Biomass | Internal Combustion | Operating | 0.8 | 0.8 | 181165.52 | 44.94 | 19.43 | 25.51 | 25.51 | 0 | 11 | NA | 100000 | NA | NA | NA | NA | NA | NA | N
PG Cnty Brown Station Road II | 3 | Biomass | Internal Combustion | Operating | 0.8 | 0.8 | 181166.32 | 44.94 | 19.43 | 25.51 | 25.51 | 0 | 11 | NA | 100000 | NA | NA | NA | NA | NA | NA | N
PG Cnty Brown Station Road II | 4 | Biomass | Internal Combustion | Operating | 0.8 | 0.8 | 181167.12 | 44.94 | 19.43 | 25.51 | 25.51 | 0 | 11 | NA | 100000 | NA | NA | NA | NA | NA | NA | N
Dickerson | 2 | Coal | Steam Turbine | Operating | 173 | 173 | 181340.12 | 44.97 | 35.77 | 9.2 | 9.2 | 0 | 25.85 | 69.48 | 12884 | 2351209 | 182484 | 12.01 | 0.2374 | 0.1382 | 205.1986 | N
Indian River | 4 | Coal | Steam Turbine | Operating | 410 | 410 | 181750.12 | 44.98 | 35.78 | 9.2 | 9.2 | 0 | 26.45 | 67.71 | 12457 | 5943138 | 477104 | 13.25 | 0.0796 | 0.1798 | 205.1998 | N
B.L. England | 2 | Coal | Steam Turbine | Operating | 150 | 150 | 181900.12 | 45.28 | 36.08 | 9.2 | 9.2 | 0 | 24.08 | 86.43 | 12088 | 1061075 | 87776 | 6.66 | 0.4023 | 0.2288 | 205.2503 | N
Chesterfield | 3 | Coal | Steam Turbine | Operating | 101.5 | 101.5 | 182001.62 | 45.52 | 41.79 | 3.73 | 3.73 | 0 | 34.94 | 112.32 | 13170 | 699328 | 53102 | 5.96 | 0.365 | 0.0552 | 205.1965 | N
Elkton IC Cogen | GEN3 | Natural Gas | Internal Combustion | Operating | 1 | 1 | 182002.62 | 45.68 | 31.53 | 14.14 | 14.14 | 0 | 9.71 | NA | 11075 | NA | NA | NA | NA | NA | NA | Y
Elkton IC Cogen | GEN4 | Natural Gas | Internal Combustion | Operating | 0.3 | 0.3 | 182002.92 | 45.68 | 31.53 | 14.14 | 14.14 | 0 | 9.71 | NA | 11075 | NA | NA | NA | NA | NA | NA | Y
Herbert A Wagner | 1 | Natural Gas | Steam Turbine | Operating | 126 | 126 | 182128.92 | 45.71 | 36.51 | 9.2 | 9.2 | 0 | 27.11 | 94.9 | 14777 | 1026445 | 69463 | 6.28 | 0.1685 | 0.0524 | 122.5816 | N
Beecher | B1 | Biomass | Internal Combustion | Operating | 1.1 | 1.1 | 182130.02 | 46.2 | 19.43 | 26.78 | 26.78 | 0 | 11.68 | NA | 10442 | NA | NA | NA | NA | NA | NA | N
Beecher | B2 | Biomass | Internal Combustion | Operating | 1.1 | 1.1 | 182131.12 | 46.2 | 19.43 | 26.78 | 26.78 | 0 | 11.68 | NA | 10442 | NA | NA | NA | NA | NA | NA | N
Beecher | B3 | Biomass | Internal Combustion | Operating | 1.1 | 1.1 | 182132.22 | 46.2 | 19.43 | 26.78 | 26.78 | 0 | 11.68 | NA | 10442 | NA | NA | NA | NA | NA | NA | N
Doswell Peaking Unit | GEN7 | Natural Gas | Combustion Turbine | Operating | 187 | 187 | 182319.22 | 46.91 | 45.03 | 1.89 | 1.89 | 0 | 3.39 | 49.69 | 10986 | 2513175 | 228754 | 13.93 | 0.0333 | 0.0008 | 119.3718 | N
Rariton OMP | CHP1 | Natural Gas | Internal Combustion | Out of Service | 3 | 3 | 182322.22 | 47.42 | 21.65 | 25.77 | 25.77 | 0 | 12.16 | NA | 9579 | NA | NA | NA | NA | NA | NA | N
Spruance Genco | GEN3 | Coal | Steam Turbine | Operating | 42.5 | 42.5 | 182364.72 | 47.44 | 38.24 | 9.2 | 9.2 | 0 | 25.4 | 80.49 | 14284 | 466522 | 32661 | 8.75 | 0.2903 | 0.0616 | 205.2153 | Y
Calumet Energy Team | CT12 | Natural Gas | Combustion Turbine | Operating | 165 | 165 | 182529.72 | 47.81 | 28.07 | 19.74 | 19.74 | 0 | 3.24 | 104.39 | 10461 | 98769 | 9442 | 0.65 | 0.084 | 0.0006 | 116.177 | N
Calumet Energy Team | CT11 | Natural Gas | Combustion Turbine | Operating | 165 | 165 | 182694.72 | 47.98 | 28.24 | 19.74 | 19.74 | 0 | 3.24 | 97.8 | 10525 | 112850 | 10722 | 0.74 | 0.0718 | 0.0006 | 116.1805 | N
Lee County Generating Station | CT1 | Natural Gas | Combustion Turbine | Operating | 89.5 | 89.5 | 182784.22 | 48.44 | 32.88 | 15.56 | 15.56 | 0 | 3.15 | 78.88 | 12255 | 113478 | 9260 | 1.18 | 0.0279 | 0.0006 | 118.8466 | N
Darby | GT5 | Natural Gas | Combustion Turbine | Operating | 84.5 | 84.5 | 182868.72 | 48.49 | 39.13 | 9.36 | 9.36 | 0 | 3.19 | 77.14 | 12127 | 113920 | 9394 | 1.27 | 0.2258 | 0.005 | 121.8275 | N
Darby | GT4 | Natural Gas | Combustion Turbine | Operating | 84.5 | 84.5 | 182953.22 | 48.75 | 39.39 | 9.36 | 9.36 | 0 | 3.19 | 72.07 | 12208 | 140875 | 11540 | 1.55 | 0.2103 | 0.004 | 121.0805 | N
Lee County Generating Station | CT3 | Natural Gas | Combustion Turbine | Operating | 89.5 | 89.5 | 183042.72 | 48.81 | 33.25 | 15.56 | 15.56 | 0 | 3.15 | 92.04 | 12395 | 80829 | 6521 | 0.83 | 0.032 | 0.0006 | 118.8594 | N
Lincoln Energy Center | CTG2 | Natural Gas | Combustion Turbine | Operating | 93.4 | 93.4 | 183136.12 | 48.96 | 34.77 | 14.19 | 14.19 | 0 | 3.15 | 74.65 | 12961 | 148559 | 11462 | 1.4 | 0.0282 | 0.0006 | 118.853 | N
Darby | GT6 | Natural Gas | Combustion Turbine | Operating | 84.5 | 84.5 | 183220.62 | 49 | 39.64 | 9.36 | 9.36 | 0 | 3.19 | 77.94 | 12285 | 114254 | 9301 | 1.25 | 0.2211 | 0.0048 | 121.7441 | N
Lee County Generating Station | CT7 | Natural Gas | Combustion Turbine | Operating | 89.5 | 89.5 | 183310.12 | 49 | 33.44 | 15.56 | 15.56 | 0 | 3.15 | 100.12 | 12463 | 68736 | 5515 | 0.7 | 0.0303 | 0.0006 | 118.8586 | N
Painesville | 3 | Coal | Steam Turbine | Operating | 7 | 7 | 183317.12 | 49.02 | 46.45 | 2.58 | 2.58 | 0 | 27.31 | NA | 18867 | NA | NA | NA | 0.199 | 0.48 | 205.84 | N
Lee County Generating Station | CT4 | Natural Gas | Combustion Turbine | Operating | 89.5 | 89.5 | 183406.62 | 49.06 | 33.5 | 15.56 | 15.56 | 0 | 3.15 | 93.34 | 12485 | 79483 | 6366 | 0.81 | 0.0346 | 0.0006 | 118.8487 | N
Darby | GT2 | Natural Gas | Combustion Turbine | Operating | 84.5 | 84.5 | 183491.12 | 49.1 | 39.74 | 9.36 | 9.36 | 0 | 3.19 | 69.59 | 12316 | 161782 | 13136 | 1.77 | 0.2104 | 0.0037 | 120.6685 | N
Darby | GT3 | Natural Gas | Combustion Turbine | Operating | 84.5 | 84.5 | 183575.62 | 49.15 | 39.79 | 9.36 | 9.36 | 0 | 3.19 | 71.47 | 12332 | 148709 | 12059 | 1.62 | 0.1961 | 0.004 | 120.989 | N
Darby | GT1 | Natural Gas | Combustion Turbine | Operating | 84.5 | 84.5 | 183660.12 | 49.21 | 39.86 | 9.36 | 9.36 | 0 | 3.19 | 70.46 | 12352 | 156512 | 12671 | 1.71 | 0.2095 | 0.0038 | 120.7835 | N
Lee County Generating Station | CT6 | Natural Gas | Combustion Turbine | Operating | 89.5 | 89.5 | 183749.62 | 49.23 | 33.68 | 15.56 | 15.56 | 0 | 3.15 | 93.24 | 12552 | 80415 | 6407 | 0.81 | 0.0346 | 0.0006 | 118.8666 | N
Lee County Generating Station | CT5 | Natural Gas | Combustion Turbine | Operating | 89.5 | 89.5 | 183839.12 | 49.3 | 33.74 | 15.56 | 15.56 | 0 | 3.15 | 97.2 | 12576 | 74022 | 5886 | 0.75 | 0.0272 | 0.0006 | 118.8574 | N
Lee County Generating Station | CT2 | Natural Gas | Combustion Turbine | Operating | 89.5 | 89.5 | 183928.62 | 49.32 | 33.76 | 15.56 | 15.56 | 0 | 3.15 | 84.86 | 12584 | 99823 | 7933 | 1.01 | 0.0289 | 0.0006 | 118.8599 | N
Lincoln Energy Center | CTG1 | Natural Gas | Combustion Turbine | Operating | 93.3 | 93.3 | 184021.92 | 49.47 | 35.28 | 14.19 | 14.19 | 0 | 3.15 | 68.64 | 13150 | 201767 | 15343 | 1.87 | 0.032 | 0.0006 | 118.8623 | N
Great Falls Hydroelectric Project | GEN1 | Water | Hydro | Operating | 3.6 | 3.6 | 184025.52 | 49.54 | 0 | 49.54 | 49.54 | 0 | 17.3 | NA | NA | NA | NA | NA | NA | NA | NA | N
Great Falls Hydroelectric Project | GEN2 | Water | Hydro | Operating | 3.6 | 3.6 | 184029.12 | 49.54 | 0 | 49.54 | 49.54 | 0 | 17.3 | NA | NA | NA | NA | NA | NA | NA | NA | N
Great Falls Hydroelectric Project | GEN3 | Water | Hydro | Operating | 3.6 | 3.6 | 184032.72 | 49.54 | 0 | 49.54 | 49.54 | 0 | 17.3 | NA | NA | NA | NA | NA | NA | NA | NA | N
Lincoln Energy Center | CTG4 | Natural Gas | Combustion Turbine | Operating | 93.8 | 93.8 | 184126.52 | 49.54 | 35.36 | 14.19 | 14.19 | 0 | 3.15 | 84.73 | 13178 | 110723 | 8402 | 1.02 | 0.0309 | 0.0006 | 118.8553 | N
O'Shaughnessy Hydro | 1 | Water | Hydro | Operating | 1.3 | 1.3 | 184127.82 | 49.54 | 0 | 49.54 | 49.54 | 0 | 26.76 | NA | NA | NA | NA | NA | NA | NA | NA | N
O'Shaughnessy Hydro | 2 | Water | Hydro | Operating | 3.9 | 3.9 | 184131.72 | 49.54 | 0 | 49.54 | 49.54 | 0 | 26.76 | NA | NA | NA | NA | NA | NA | NA | NA | N
Lee County Generating Station | CT8 | Natural Gas | Combustion Turbine | Operating | 89.5 | 89.5 | 184221.22 | 49.63 | 34.07 | 15.56 | 15.56 | 0 | 3.15 | 89.46 | 12700 | 89885 | 7078 | 0.9 | 0.035 | 0.0006 | 118.8449 | N
Lincoln Energy Center | CTG8 | Natural Gas | Combustion Turbine | Operating | 94.1 | 94.1 | 184315.32 | 49.67 | 35.48 | 14.19 | 14.19 | 0 | 3.15 | 117.12 | 13225 | 58158 | 4398 | 0.53 | 0.0321 | 0.0006 | 118.8694 | N
Lincoln Energy Center | CTG3 | Natural Gas | Combustion Turbine | Operating | 94.7 | 94.7 | 184410.02 | 49.77 | 35.59 | 14.19 | 14.19 | 0 | 3.15 | 82.3 | 13264 | 121723 | 9177 | 1.1 | 0.0339 | 0.0006 | 118.8674 | N
Bremo Bluff | 3 | Natural Gas | Steam Turbine | Operating | 74 | 74 | 184484.02 | 49.81 | 37.25 | 12.56 | 12.56 | 0 | 677.06 | 832.14 | 12330 | 789641 | 64042 | 9.85 | 0.1334 | 0.0006 | 118.8579 | N
Herbert A Wagner | 4 | Petroleum Products | Steam Turbine | Operating | 397 | 397 | 184881.02 | 50.2 | 41 | 9.2 | 9.2 | 0 | 27.11 | 729.08 | 16594 | 263114 | 15856 | 0.45 | 0.2504 | 0.6424 | 159.9527 | N
Southeast Chicago Energy | GT12 | Natural Gas | Combustion Turbine | Operating | 40 | 40 | 184921.02 | 50.38 | 40.2 | 10.18 | 10.18 | 0 | 3.24 | 79.38 | 14983 | 67034 | 4474 | 1.27 | 0.1743 | 0.0006 | 117.9632 | N
Lincoln Energy Center | CTG5 | Natural Gas | Combustion Turbine | Operating | 92.2 | 92.2 | 185013.22 | 50.4 | 36.22 | 14.19 | 14.19 | 0 | 3.15 | 108.83 | 13498 | 67135 | 4974 | 0.61 | 0.0329 | 0.0006 | 118.8534 | N
Southeast Chicago Energy | GT08 | Natural Gas | Combustion Turbine | Operating | 40 | 40 | 185053.22 | 50.45 | 40.27 | 10.18 | 10.18 | 0 | 3.24 | 74.82 | 15011 | 79903 | 5323 | 1.52 | 0.1878 | 0.0006 | 118.0116 | N
Southeast Chicago Energy | GT10 | Natural Gas | Combustion Turbine | Operating | 40 | 40 | 185093.22 | 50.45 | 40.27 | 10.18 | 10.18 | 0 | 3.24 | 78.05 | 15011 | 70574 | 4701 | 1.34 | 0.1936 | 0.0006 | 117.9747 | N
Southeast Chicago Energy | GT06 | Natural Gas | Combustion Turbine | Operating | 40 | 40 | 185133.22 | 50.46 | 40.28 | 10.18 | 10.18 | 0 | 3.24 | 74.05 | 15013 | 82568 | 5500 | 1.57 | 0.1862 | 0.0006 | 117.9539 | N
Southeast Chicago Energy | GT07 | Natural Gas | Combustion Turbine | Operating | 40 | 40 | 185173.22 | 50.46 | 40.29 | 10.18 | 10.18 | 0 | 3.24 | 75.34 | 15016 | 78310 | 5215 | 1.48 | 0.1945 | 0.0006 | 117.9493 | N
Southeast Chicago Energy | GT05 | Natural Gas | Combustion Turbine | Operating | 40 | 40 | 185213.22 | 50.48 | 40.3 | 10.18 | 10.18 | 0 | 3.24 | 73.95 | 15022 | 83058 | 5529 | 1.57 | 0.1856 | 0.0006 | 117.9826 | N
Lincoln Energy Center | CTG7 | Natural Gas | Combustion Turbine | Operating | 92.8 | 92.8 | 185306.02 | 50.49 | 36.3 | 14.19 | 14.19 | 0 | 3.15 | 113.56 | 13530 | 62749 | 4638 | 0.57 | 0.0449 | 0.0006 | 118.8629 | N
Southeast Chicago Energy | GT09 | Natural Gas | Combustion Turbine | Operating | 40 | 40 | 185346.02 | 50.51 | 40.33 | 10.18 | 10.18 | 0 | 3.24 | 77.82 | 15032 | 71396 | 4750 | 1.35 | 0.1915 | 0.0006 | 117.9924 | N
Southeast Chicago Energy | GT11 | Natural Gas | Combustion Turbine | Operating | 40 | 40 | 185386.02 | 50.55 | 40.37 | 10.18 | 10.18 | 0 | 3.24 | 80.82 | 15048 | 64493 | 4286 | 1.22 | 0.1637 | 0.0006 | 117.9698 | N
Hamilton, OH | 8 | Natural Gas | Steam Turbine | Mothballed | 25 | 25 | 185411.02 | 50.58 | 47.65 | 2.93 | 2.93 | 0 | 11.17 | NA | 18232 | NA | NA | NA | 0.153 | 0.029 | 120.44 | N
Eastern Landfill | 1 | Biomass | Internal Combustion | Operating | 1 | 1 | 185412.02 | 50.72 | 19.43 | 31.29 | 31.29 | 0 | 11.5 | NA | 14524 | NA | NA | NA | NA | NA | NA | N
Eastern Landfill | 2 | Biomass | Internal Combustion | Operating | 1 | 1 | 185413.02 | 50.72 | 19.43 | 31.29 | 31.29 | 0 | 11.5 | NA | 14524 | NA | NA | NA | NA | NA | NA | N
Eastern Landfill | 3 | Biomass | Internal Combustion | Operating | 1 | 1 | 185414.02 | 50.72 | 19.43 | 31.29 | 31.29 | 0 | 11.5 | NA | 14524 | NA | NA | NA | NA | NA | NA | N
Lincoln Energy Center | CTG6 | Natural Gas | Combustion Turbine | Operating | 92.8 | 92.8 | 185506.82 | 50.96 | 36.77 | 14.19 | 14.19 | 0 | 3.15 | 110.58 | 13706 | 67241 | 4906 | 0.6 | 0.0383 | 0.0006 | 118.8273 | N
Winnetka | 7 | Natural Gas | Steam Turbine | Operating | 12.5 | 12.5 | 185519.32 | 51.01 | 48.08 | 2.93 | 2.93 | 0 | 11.17 | NA | 17921 | NA | NA | NA | 0.153 | 0.029 | 120.44 | N
Winnetka | 4 | Natural Gas | Steam Turbine | Operating | 9.4 | 9.4 | 185528.72 | 51.37 | 48.43 | 2.93 | 2.93 | 0 | 11.17 | NA | 18052 | NA | NA | NA | 0.153 | 0.029 | 120.44 | N
Paxton Creek Cogeneration | GEN1 | Natural Gas | Internal Combustion | Operating | 6 | 6 | 185534.72 | 51.59 | 14.94 | 36.64 | 36.64 | 0 | 11.89 | NA | 8867 | NA | NA | NA | NA | NA | NA | Y
Paxton Creek Cogeneration | GEN2 | Natural Gas | Internal Combustion | Operating | 6 | 6 | 185540.72 | 51.59 | 14.94 | 36.64 | 36.64 | 0 | 11.89 | NA | 8867 | NA | NA | NA | NA | NA | NA | Y
Shawville | 3 | Natural Gas | Steam Turbine | Operating | 169 | 169 | 185709.72 | 52.77 | 35.94 | 16.83 | 16.83 | 0 | 12.45 | 82.57 | 12306 | 868988 | 70613 | 4.76 | 0.0813 | 0.006 | 118.5566 | N
Winnetka | 6 | Natural Gas | Steam Turbine | Operating | 6.3 | 6.3 | 185716.02 | 52.81 | 49.87 | 2.93 | 2.93 | 0 | 11.17 | NA | 18589 | NA | NA | NA | 0.153 | 0.029 | 120.44 | N
Roundtop | GEN1 | Natural Gas | Internal Combustion | Operating | 4.2 | 4.2 | 185720.22 | 53.16 | 15.82 | 37.33 | 37.33 | 0 | 35.98 | NA | 9389 | NA | NA | NA | NA | NA | NA | N
Roundtop | GEN2 | Natural Gas | Internal Combustion | Operating | 4.2 | 4.2 | 185724.42 | 53.16 | 15.82 | 37.33 | 37.33 | 0 | 35.98 | NA | 9389 | NA | NA | NA | NA | NA | NA | N
Roundtop | GEN3 | Natural Gas | Internal Combustion | Operating | 4.2 | 4.2 | 185728.62 | 53.16 | 15.82 | 37.33 | 37.33 | 0 | 35.98 | NA | 9389 | NA | NA | NA | NA | NA | NA | N
Roundtop | GEN4 | Natural Gas | Internal Combustion | Operating | 4.2 | 4.2 | 185732.82 | 53.16 | 15.82 | 37.33 | 37.33 | 0 | 35.98 | NA | 9389 | NA | NA | NA | NA | NA | NA | N
Roundtop | GEN5 | Natural Gas | Internal Combustion | Operating | 4.2 | 4.2 | 185737.02 | 53.16 | 15.82 | 37.33 | 37.33 | 0 | 35.98 | NA | 9389 | NA | NA | NA | NA | NA | NA | N
Van Sant Station | 1 | Natural Gas | Combustion Turbine | Operating | 39 | 39 | 185776.02 | 53.19 | 22.93 | 30.26 | 30.26 | 0 | 5.04 | NA | 11718 | NA | NA | NA | 0.1875 | 0.0054 | 132.8703 | N
Anderson | ACT3 | Natural Gas | Combustion Turbine | Operating | 45 | 45 | 185821.02 | 53.48 | 32.59 | 20.89 | 20.89 | 0 | 3.53 | NA | 12579 | NA | NA | NA | 0.0334 | 0.0006 | 118.8415 | N
Anderson | ACT2 | Natural Gas | Combustion Turbine | Operating | 21 | 21 | 185842.02 | 53.52 | 32.63 | 20.89 | 20.89 | 0 | 3.53 | NA | 12594 | NA | NA | NA | 0.127 | 0.0007 | 118.9188 | N
Anderson | ACT1 | Natural Gas | Combustion Turbine | Operating | 21 | 21 | 185863.02 | 53.94 | 33.05 | 20.89 | 20.89 | 0 | 3.53 | NA | 12757 | NA | NA | NA | 0.1329 | 0.0007 | 118.9274 | N
Hopewell - Polyester | 1 | Biomass | Steam Turbine | Operating | 51 | 51 | 185914.02 | 54.23 | 53.59 | 0.64 | 0.64 | 0 | 4.41 | 54.97 | 15327 | 4690892 | 306059 | 68.32 | 0.0992 | 0.0064 | 218.6222 | N
Philadelphia Refinery | GEN1 | Other Fuel | Steam Turbine | Operating | 6.6 | 6.6 | 185920.62 | 54.24 | 0 | 54.24 | 54.24 | 0 | 138.7 | NA | 17156 | NA | NA | NA | 0.0415 | 0.011 | 118.16 | Y
Philadelphia Refinery | GEN2 | Other Fuel | Steam Turbine | Operating | 6 | 6 | 185926.62 | 54.24 | 0 | 54.24 | 54.24 | 0 | 138.7 | NA | 17156 | NA | NA | NA | 0.0416 | 0.011 | 118.16 | Y
Philadelphia Refinery | GEN3 | Other Fuel | Steam Turbine | Operating | 6.8 | 6.8 | 185933.42 | 54.24 | 0 | 54.24 | 54.24 | 0 | 138.7 | NA | 17156 | NA | NA | NA | 0.0416 | 0.011 | 118.16 | Y
Vermillion Generating | CT1 | Natural Gas | Combustion Turbine | Operating | 16.69 | 16.69 | 185950.1 | 54.27 | 37.18 | 17.09 | 17.09 | 0 | 1.49 | 61.86 | 13156 | 43123 | 3278 | 2.24 | 0.0365 | 0.0006 | 118.8599 | N
Vermillion Generating | CT8 | Natural Gas | Combustion Turbine | Operating | 16.69 | 16.69 | 185966.79 | 54.32 | 37.23 | 17.09 | 17.09 | 0 | 1.49 | 63.28 | 13174 | 36558 | 2775 | 1.89 | 0.0321 | 0.0006 | 118.8608 | N
Vermillion Generating | CT2 | Natural Gas | Combustion Turbine | Operating | 16.69 | 16.69 | 185983.48 | 54.43 | 37.34 | 17.09 | 17.09 | 0 | 1.49 | 59.9 | 13214 | 60086 | 4547 | 3.1 | 0.0305 | 0.0006 | 118.8616 | N
Vermillion Generating | CT3 | Natural Gas | Combustion Turbine | Operating | 16.69 | 16.69 | 186000.17 | 54.44 | 37.35 | 17.09 | 17.09 | 0 | 1.49 | 64.71 | 13217 | 32001 | 2421 | 1.65 | 0.0326 | 0.0006 | 118.8595 | N
Vermillion Generating | CT4 | Natural Gas | Combustion Turbine | Operating | 16.69 | 16.69 | 186016.85 | 54.55 | 37.45 | 17.09 | 17.09 | 0 | 1.49 | 60.89 | 13254 | 51958 | 3920 | 2.67 | 0.0308 | 0.0006 | 118.8548 | N
Pine Grove Landfill | 1 | Biomass | Internal Combustion | Operating | 0.3 | 0.3 | 186017.15 | 54.6 | 19.43 | 35.18 | 35.18 | 0 | 12.63 | NA | 12260 | NA | NA | NA | NA | NA | NA | N
Pine Grove Landfill | 10 | Biomass | Internal Combustion | Operating | 0.3 | 0.3 | 186017.45 | 54.6 | 19.43 | 35.18 | 35.18 | 0 | 12.63 | NA | 12260 | NA | NA | NA | NA | NA | NA | N
Pine Grove Landfill | 11 | Biomass | Internal Combustion | Operating | 0.3 | 0.3 | 186017.75 | 54.6 | 19.43 | 35.18 | 35.18 | 0 | 12.63 | NA | 12260 | NA | NA | NA | NA | NA | NA | N
Pine Grove Landfill | 12 | Biomass | Internal Combustion | Operating | 0.3 | 0.3 | 186018.05 | 54.6 | 19.43 | 35.18 | 35.18 | 0 | 12.63 | NA | 12260 | NA | NA | NA | NA | NA | NA | N
Pine Grove Landfill | 13 | Biomass | Internal Combustion | Operating | 0.3 | 0.3 | 186018.35 | 54.6 | 19.43 | 35.18 | 35.18 | 0 | 12.63 | NA | 12260 | NA | NA | NA | NA | NA | NA | N
Pine Grove Landfill | 14 | Biomass | Internal Combustion | Operating | 0.3 | 0.3 | 186018.65 | 54.6 | 19.43 | 35.18 | 35.18 | 0 | 12.63 | NA | 12260 | NA | NA | NA | NA | NA | NA | N
Pine Grove Landfill | 15 | Biomass | Internal Combustion | Operating | 0.3 | 0.3 | 186018.95 | 54.6 | 19.43 | 35.18 | 35.18 | 0 | 12.63 | NA | 12260 | NA | NA | NA | NA | NA | NA | N
Pine Grove Landfill | 16 | Biomass | Internal Combustion | Operating | 0.3 | 0.3 | 186019.25 | 54.6 | 19.43 | 35.18 | 35.18 | 0 | 12.63 | NA | 12260 | NA | NA | NA | NA | NA | NA | N
Pine Grove Landfill | 17 | Biomass | Internal Combustion | Operating | 0.3 | 0.3 | 186019.55 | 54.6 | 19.43 | 35.18 | 35.18 | 0 | 12.63 | NA | 12260 | NA | NA | NA | NA | NA | NA | N
Pine Grove Landfill | 18 | Biomass | Internal Combustion | Operating | 0.3 | 0.3 | 186019.85 | 54.6 | 19.43 | 35.18 | 35.18 | 0 | 12.63 | NA | 12260 | NA | NA | NA | NA | NA | NA | N
Pine Grove Landfill | 2 | Biomass | Internal Combustion | Operating | 0.3 | 0.3 | 186020.15 | 54.6 | 19.43 | 35.18 | 35.18 | 0 | 12.63 | NA | 12260 | NA | NA | NA | NA | NA | NA | N
Pine Grove Landfill | 3 | Biomass | Internal Combustion | Operating | 0.3 | 0.3 | 186020.45 | 54.6 | 19.43 | 35.18 | 35.18 | 0 | 12.63 | NA | 12260 | NA | NA | NA | NA | NA | NA | N
Pine Grove Landfill | 4 | Biomass | Internal Combustion | Operating | 0.3 | 0.3 | 186020.75 | 54.6 | 19.43 | 35.18 | 35.18 | 0 | 12.63 | NA | 12260 | NA | NA | NA | NA | NA | NA | N
Pine Grove Landfill | 5 | Biomass | Internal Combustion | Operating | 0.3 | 0.3 | 186021.05 | 54.6 | 19.43 | 35.18 | 35.18 | 0 | 12.63 | NA | 12260 | NA | NA | NA | NA | NA | NA | N
Pine Grove Landfill | 6 | Biomass | Internal Combustion | Operating | 0.3 | 0.3 | 186021.35 | 54.6 | 19.43 | 35.18 | 35.18 | 0 | 12.63 | NA | 12260 | NA | NA | NA | NA | NA | NA | N
Pine Grove Landfill | 7 | Biomass | Internal Combustion | Operating | 0.3 | 0.3 | 186021.65 | 54.6 | 19.43 | 35.18 | 35.18 | 0 | 12.63 | NA | 12260 | NA | NA | NA | NA | NA | NA | N
Pine Grove Landfill | 8 | Biomass | Internal Combustion | Operating | 0.3 | 0.3 | 186021.95 | 54.6 | 19.43 | 35.18 | 35.18 | 0 | 12.63 | NA | 12260 | NA | NA | NA | NA | NA | NA | N
Pine Grove Landfill | 9 | Biomass | Internal Combustion | Operating | 0.3 | 0.3 | 186022.25 | 54.6 | 19.43 | 35.18 | 35.18 | 0 | 12.63 | NA | 12260 | NA | NA | NA | NA | NA | NA | N
Vermillion Generating | CT7 | Natural Gas | Combustion Turbine | Operating | 16.69 | 16.69 | 186038.94 | 54.61 | 37.52 | 17.09 | 17.09 | 0 | 1.49 | 63.05 | 13278 | 39134 | 2947 | 2.01 | 0.0296 | 0.0006 | 118.849 | N
Vermillion Generating | CT6 | Natural Gas | Combustion Turbine | Operating | 16.69 | 16.69 | 186055.63 | 54.77 | 37.68 | 17.09 | 17.09 | 0 | 1.49 | 61.96 | 13335 | 46172 | 3463 | 2.36 | 0.0351 | 0.0006 | 118.8586 | N
Southampton VA | 1 | Biomass | Steam Turbine | Operating | 51 | 51 | 186106.63 | 54.92 | 53.75 | 1.17 | 1.17 | 0 | 2.01 | 55.26 | 12210 | 3615104 | 296083 | 66.09 | 0.1159 | 0.0063 | 218.7529 | Y
Richmond | RCT2 | Natural Gas | Combustion Turbine | Operating | 21 | 21 | 186127.63 | 55.08 | 33.68 | 21.4 | 21.4 | 0 | 3.97 | NA | 12998 | NA | NA | NA | 0.1117 | 0.0016 | 120.1718 | N
Richmond | RCT1 | Natural Gas | Combustion Turbine | Operating | 21 | 21 | 186148.63 | 55.2 | 33.8 | 21.4 | 21.4 | 0 | 3.97 | NA | 13045 | NA | NA | NA | 0.114 | 0.0007 | 118.8723 | N
Shawville | 4 | Natural Gas | Steam Turbine | Operating | 169 | 169 | 186317.63 | 55.25 | 38.42 | 16.83 | 16.83 | 0 | 12.45 | 129.94 | 13155 | 370551 | 28169 | 1.9 | 0.0761 | 0.0062 | 118.5651 | N
Vermillion Generating | CT5 | Natural Gas | Combustion Turbine | Operating | 16.69 | 16.69 | 186334.32 | 55.54 | 38.45 | 17.09 | 17.09 | 0 | 1.49 | 61.22 | 13605 | 59549 | 4377 | 2.99 | 0.0362 | 0.0006 | 118.8608 | N
Green Machine Plant | BBX00 | Natural Gas | Other | Operating | 1.6 | 1.6 | 186335.92 | 56.39 | 13.39 | 43 | 43 | 0 | 0 | NA | 6842 | NA | NA | NA | NA | NA | NA | N
Fauquier Landfill | 1 | Biomass | Internal Combustion | Retired | 1 | 1 | 186336.92 | 56.65 | 19.43 | 37.22 | 37.22 | 0 | 9.84 | NA | 25914 | NA | NA | NA | NA | NA | NA | N
Fauquier Landfill | 2 | Biomass | Internal Combustion | Retired | 1 | 1 | 186337.92 | 56.65 | 19.43 | 37.22 | 37.22 | 0 | 9.84 | NA | 25914 | NA | NA | NA | NA | NA | NA | N
Forked River | 1 | Natural Gas | Combustion Turbine | Operating | 44 | 44 | 186381.92 | 56.7 | 33.29 | 23.41 | 23.41 | 0 | 4.07 | NA | 17010 | NA | NA | NA | 0.2 | 0.0056 | 122.3255 | N
Forked River | 2 | Natural Gas | Combustion Turbine | Operating | 41 | 41 | 186422.92 | 56.78 | 33.37 | 23.41 | 23.41 | 0 | 4.07 | NA | 17051 | NA | NA | NA | 0.1721 | 0.0032 | 120.2488 | N
Shawville | 1 | Natural Gas | Steam Turbine | Operating | 124 | 124 | 186546.92 | 57.34 | 40.52 | 16.83 | 16.83 | 0 | 12.45 | 83.88 | 13873 | 807131 | 58179 | 5.34 | 0.0871 | 0.0069 | 118.5592 | N
Brookside | BRK | Natural Gas | Other | Operating | 3 | 3 | 186549.92 | 57.62 | 14.62 | 43 | 43 | 0 | 0 | NA | 7469 | NA | NA | NA | NA | NA | NA | N
Red Lion Energy Center | RED1 | Natural Gas | Other | Operating | 5.8 | 5.8 | 186555.72 | 57.68 | 14.68 | 43 | 43 | 0 | 0 | NA | 7501 | NA | NA | NA | NA | NA | NA | N
Red Lion Energy Center | RED2 | Natural Gas | Other | Operating | 6.4 | 6.4 | 186562.12 | 57.68 | 14.68 | 43 | 43 | 0 | 0 | NA | 7501 | NA | NA | NA | NA | NA | NA | N
Red Lion Energy Center | RED3 | Natural Gas | Other | Operating | 3.7 | 3.7 | 186565.82 | 57.68 | 14.68 | 43 | 43 | 0 | 0 | NA | 7501 | NA | NA | NA | NA | NA | NA | N
Red Lion Energy Center | RED4 | Natural Gas | Other | Operating | 3.7 | 3.7 | 186569.52 | 57.68 | 14.68 | 43 | 43 | 0 | 0 | NA | 7501 | NA | NA | NA | NA | NA | NA | N
Red Lion Energy Center | RED5 | Natural Gas | Other | Operating | 3.7 | 3.7 | 186573.22 | 57.68 | 14.68 | 43 | 43 | 0 | 0 | NA | 7501 | NA | NA | NA | NA | NA | NA | N
Red Lion Energy Center | RED6 | Natural Gas | Other | Operating | 3.7 | 3.7 | 186576.92 | 57.68 | 14.68 | 43 | 43 | 0 | 0 | NA | 7501 | NA | NA | NA | NA | NA | NA | N
Martins Creek CT | CTG1 | Natural Gas | Combustion Turbine | Operating | 19.7 | 19.7 | 186596.62 | 58.01 | 34.99 | 23.02 | 23.02 | 0 | 5.4 | 124.74 | 15483 | 24692 | 1595 | 0.92 | 0.059 | 0.002 | 119.31 | N
Martins Creek CT | CTG2 | Natural Gas | Combustion Turbine | Operating | 19.7 | 19.7 | 186616.32 | 58.01 | 34.99 | 23.02 | 23.02 | 0 | 5.4 | 124.74 | 15483 | 24692 | 1595 | 0.92 | 0.059 | 0.002 | 119.31 | N
Martins Creek CT | CTG3 | Natural Gas | Combustion Turbine | Operating | 19.7 | 19.7 | 186636.02 | 58.01 | 34.99 | 23.02 | 23.02 | 0 | 5.4 | 124.74 | 15483 | 24692 | 1595 | 0.92 | 0.059 | 0.002 | 119.31 | N
Martins Creek CT | CTG4 | Natural Gas | Combustion Turbine | Operating | 19.7 | 19.7 | 186655.72 | 58.01 | 34.99 | 23.02 | 23.02 | 0 | 5.4 | 124.74 | 15483 | 24692 | 1595 | 0.92 | 0.059 | 0.002 | 119.31 | N
US GSA Heating and Transmission | TG1 | Natural Gas | Combustion Turbine | Operating | 5 | 5 | 186660.72 | 58.7 | 57.11 | 1.59 | 1.59 | 0 | 6.55 | NA | 29185 | NA | NA | NA | 0.059 | 0.002 | 119.31 | Y
US GSA Heating and Transmission | TG2 | Natural Gas | Combustion Turbine | Operating | 5 | 5 | 186665.72 | 58.7 | 57.11 | 1.59 | 1.59 | 0 | 6.55 | NA | 29185 | NA | NA | NA | 0.059 | 0.002 | 119.31 | Y
Richard Stockton College Fuel Cell Plant | 1 | Natural Gas | Other | Operating | 0.2 | 0.2 | 186665.92 | 58.71 | 15.71 | 43 | 43 | 0 | 0 | NA | 8027 | NA | NA | NA | NA | NA | NA | N
Bay View Backup Power Facility | G2 | Natural Gas | Internal Combustion | Operating | 2 | 2 | 186667.92 | 59.16 | 28.94 | 30.22 | 30.22 | 0 | 13.05 | NA | 10777 | NA | NA | NA | NA | NA | NA | Y
Bay View Backup Power Facility | G3 | Natural Gas | Internal Combustion | Operating | 2 | 2 | 186669.92 | 59.16 | 28.94 | 30.22 | 30.22 | 0 | 13.05 | NA | 10777 | NA | NA | NA | NA | NA | NA | Y
Bay View Backup Power Facility | G4 | Natural Gas | Internal Combustion | Operating | 2 | 2 | 186671.92 | 59.16 | 28.94 | 30.22 | 30.22 | 0 | 13.05 | NA | 10777 | NA | NA | NA | NA | NA | NA | Y
Bay View Backup Power Facility | G5 | Natural Gas | Internal Combustion | Operating | 2 | 2 | 186673.92 | 59.16 | 28.94 | 30.22 | 30.22 | 0 | 13.05 | NA | 10777 | NA | NA | NA | NA | NA | NA | Y
Bay View Backup Power Facility | G6 | Natural Gas | Internal Combustion | Operating | 2 | 2 | 186675.92 | 59.16 | 28.94 | 30.22 | 30.22 | 0 | 13.05 | NA | 10777 | NA | NA | NA | NA | NA | NA | Y
Mecklenburg Cogeneration Facility | GEN1 | Coal | Steam Turbine | Operating | 69 | 69 | 186744.92 | 59.76 | 36.4 | 23.35 | 23.35 | 0 | 19.62 | 68.47 | 12010 | 1864333 | 155233 | 25.61 | 0.2985 | 0.0967 | 205.2024 | Y
Orchard Park | 10 | Natural Gas | Internal Combustion | Operating | 5.8 | 5.8 | 186750.72 | 59.99 | 15.35 | 44.64 | 44.64 | 0 | 13.15 | NA | 9106 | NA | NA | NA | NA | NA | NA | N
Orchard Park | 11 | Natural Gas | Internal Combustion | Operating | 5.8 | 5.8 | 186756.52 | 59.99 | 15.35 | 44.64 | 44.64 | 0 | 13.15 | NA | 9106 | NA | NA | NA | NA | NA | NA | N
Orchard Park | 8 | Natural Gas | Internal Combustion | Operating | 5.8 | 5.8 | 186762.32 | 59.99 | 15.35 | 44.64 | 44.64 | 0 | 13.15 | NA | 9106 | NA | NA | NA | NA | NA | NA | N
Orchard Park | 9 | Natural Gas | Internal Combustion | Operating | 5.8 | 5.8 | 186768.12 | 59.99 | 15.35 | 44.64 | 44.64 | 0 | 13.15 | NA | 9106 | NA | NA | NA | NA | NA | NA | N
Hoffer Plastics | GEN1 | Natural Gas | Internal Combustion | Operating | 0.8 | 0.8 | 186768.92 | 60.68 | 30.92 | 29.76 | 29.76 | 0 | 11.37 | NA | 11523 | NA | NA | NA | NA | NA | NA | N
Hoffer Plastics | GEN2 | Natural Gas | Internal Combustion | Operating | 0.8 | 0.8 | 186769.72 | 60.68 | 30.92 | 29.76 | 29.76 | 0 | 11.37 | NA | 11523 | NA | NA | NA | NA | NA | NA | N
Hoffer Plastics | GEN3 | Natural Gas | Internal Combustion | Operating | 0.8 | 0.8 | 186770.52 | 60.68 | 30.92 | 29.76 | 29.76 | 0 | 11.37 | NA | 11523 | NA | NA | NA | NA | NA | NA | N
Hoffer Plastics | GEN4 | Natural Gas | Internal Combustion | Operating | 0.8 | 0.8 | 186771.32 | 60.68 | 30.92 | 29.76 | 29.76 | 0 | 11.37 | NA | 11523 | NA | NA | NA | NA | NA | NA | N
Hoffer Plastics | GEN5 | Natural Gas | Internal Combustion | Operating | 0.8 | 0.8 | 186772.12 | 60.68 | 30.92 | 29.76 | 29.76 | 0 | 11.37 | NA | 11523 | NA | NA | NA | NA | NA | NA | N
Hoffer Plastics | GEN6 | Natural Gas | Internal Combustion | Operating | 0.8 | 0.8 | 186772.92 | 60.68 | 30.92 | 29.76 | 29.76 | 0 | 11.37 | NA | 11523 | NA | NA | NA | NA | NA | NA | N
Hoffer Plastics | GEN7 | Natural Gas | Internal Combustion | Operating | 0.8 | 0.8 | 186773.72 | 60.68 | 30.92 | 29.76 | 29.76 | 0 | 11.37 | NA | 11523 | NA | NA | NA | NA | NA | NA | N
Hoffer Plastics | GEN8 | Natural Gas | Internal Combustion | Operating | 0.8 | 0.8 | 186774.52 | 60.68 | 30.92 | 29.76 | 29.76 | 0 | 11.37 | NA | 11523 | NA | NA | NA | NA | NA | NA | N
Hoffer Plastics | GEN9 | Natural Gas | Internal Combustion | Operating | 0.8 | 0.8 | 186775.32 | 60.68 | 30.92 | 29.76 | 29.76 | 0 | 11.37 | NA | 11523 | NA | NA | NA | NA | NA | NA | N
Vienna | 8 | Petroleum Products | Steam Turbine | Operating | 153 | 153 | 186928.32 | 60.78 | 57.88 | 2.91 | 2.91 | 0 | 17.58 | NA | 17693 | NA | NA | NA | 0.2213 | 1.1437 | 162.2695 | N
Mecklenburg Cogeneration Facility | GEN2 | Coal | Steam Turbine | Operating | 69 | 69 | 186997.32 | 60.92 | 37.57 | 23.35 | 23.35 | 0 | 19.62 | 70.29 | 12395 | 1790881 | 144483 | 23.84 | 0.281 | 0.0975 | 205.1972 | Y
Rosemary | GEN1 | Natural Gas | Combined Cycle | Operating | 88 | 88 | 187085.32 | 60.92 | 31.46 | 29.46 | 29.46 | 0 | 6.19 | 76.28 | 9492 | 474569 | 35481 | 4.59 | 0.1391 | 0.0006 | 118.861 | Y
Rosemary | GEN2 | Natural Gas | Combined Cycle | Operating | 44 | 44 | 187129.32 | 60.92 | 31.46 | 29.46 | 29.46 | 0 | 6.19 | 76.28 | 9492 | 237284 | 17741 | 4.59 | 0.1284 | 0.0007 | 118.0149 | Y
Rosemary | GEN3 | Natural Gas | Combined Cycle | Operating | 54 | 54 | 187183.32 | 60.92 | 31.46 | 29.46 | 29.46 | 0 | 6.19 | 76.28 | 9492 | 0 | 21772 | 4.59 | 0.1354 | 0.0006 | 118.5713 | Y
Naperville Cogeneration Facility | GEN1 | Natural Gas | Combustion Turbine | Operating | 12 | 12 | 187195.32 | 61.8 | 60.02 | 1.77 | 1.77 | 0 | 9.61 | NA | 22372 | NA | NA | NA | 0.059 | 0.002 | 119.31 | Y
Clinch River | 1 | Natural Gas | Steam Turbine | Operating | 242 | 242 | 187437.32 | 61.87 | 41.56 | 20.31 | 20.31 | 0 | 23.98 | 121.72 | 11101 | 1076680 | 96987 | 4.56 | 0.1177 | 0.0515 | 118.7409 | N
Shawville | 2 | Natural Gas | Steam Turbine | Operating | 126 | 126 | 187563.32 | 62.06 | 45.23 | 16.83 | 16.83 | 0 | 12.45 | 124.47 | 15487 | 389309 | 25137 | 2.27 | 0.0864 | 0.0028 | 118.5639 | N
Fairless Hills Steam Generating Station | A | Biomass | Steam Turbine | Operating | 30 | 30 | 187593.32 | 62.4 | 56.27 | 6.13 | 6.13 | 0 | 17.78 | 74.87 | 14259 | 609981 | 42780 | 16.23 | 0.0687 | 0.0431 | 171.5 | Y
West 41st Street | 1 | Natural Gas | Combustion Turbine | Operating | 18 | 18 | 187611.32 | 62.54 | 33.99 | 28.56 | 28.56 | 0 | 7.01 | NA | 12301 | NA | NA | NA | 0.059 | 0.002 | 119.31 | N
West 41st Street | 2 | Natural Gas | Combustion Turbine | Operating | 18 | 18 | 187629.32 | 62.54 | 33.99 | 28.56 | 28.56 | 0 | 7.01 | NA | 12301 | NA | NA | NA | 0.059 | 0.002 | 119.31 | N
Eastlake Mobile Fuel Cell System | A | Biomass | Other | Operating | 1 | 1 | 187630.32 | 62.83 | 19.83 | 43 | 43 | 0 | 0 | NA | 8027 | NA | NA | NA | NA | NA | NA | N
Geneva Electric Generation Project | GEN 1 | Natural Gas | Internal Combustion | Operating | 5.8 | 5.8 | 187636.12 | 63.15 | 23.4 | 39.75 | 39.75 | 0 | 13.26 | NA | 8720 | NA | NA | NA | NA | NA | NA | N
Geneva Electric Generation Project | GEN 2 | Natural Gas | Internal Combustion | Operating | 5.8 | 5.8 | 187641.92 | 63.15 | 23.4 | 39.75 | 39.75 | 0 | 13.26 | NA | 8720 | NA | NA | NA | NA | NA | NA | N
Geneva Electric Generation Project | GEN 3 | Natural Gas | Internal Combustion | Operating | 5.8 | 5.8 | 187647.72 | 63.15 | 23.4 | 39.75 | 39.75 | 0 | 13.26 | NA | 8720 | NA | NA | NA | NA | NA | NA | N
Geneva Electric Generation Project | GEN 4 | Natural Gas | Internal Combustion | Operating | 5.8 | 5.8 | 187653.52 | 63.15 | 23.4 | 39.75 | 39.75 | 0 | 13.26 | NA | 8720 | NA | NA | NA | NA | NA | NA | N
Geneva Electric Generation Project | GEN 5 | Natural Gas | Internal Combustion | Operating | 5.8 | 5.8 | 187659.32 | 63.15 | 23.4 | 39.75 | 39.75 | 0 | 13.26 | NA | 8720 | NA | NA | NA | NA | NA | NA | N
Yorktown | 3 | Petroleum Products | Steam Turbine | Operating | 792 | 792 | 188451.32 | 64.84 | 50.73 | 14.11 | 14.11 | 0 | 11.11 | 124.19 | 11305 | 1675498 | 148205 | 2.13 | 0.2546 | 0.719 | 161.8718 | N
Clinch River | 2 | Natural Gas | Steam Turbine | Operating | 242 | 242 | 188693.32 | 65.21 | 44.9 | 20.31 | 20.31 | 0 | 23.98 | 94.23 | 11994 | 2399020 | 200021 | 9.41 | 0.1217 | 0.0515 | 118.7581 | N
Bayville Central Facility | COG4 | Petroleum Products | Internal Combustion | Operating | 1.5 | 1.5 | 188694.82 | 65.72 | 42.5 | 23.22 | 23.22 | 0 | 10.89 | NA | 4295 | NA | NA | NA | NA | NA | NA | Y
Bayville Central Facility | COG5 | Petroleum Products | Internal Combustion | Operating | 1.5 | 1.5 | 188696.32 | 65.72 | 42.5 | 23.22 | 23.22 | 0 | 10.89 | NA | 4295 | NA | NA | NA | NA | NA | NA | Y
Bayville Central Facility | COG6 | Petroleum Products | Internal Combustion | Operating | 1.5 | 1.5 | 188697.82 | 65.72 | 42.5 | 23.22 | 23.22 | 0 | 10.89 | NA | 4295 | NA | NA | NA | NA | NA | NA | Y
Bayville Central Facility | COG7 | Petroleum Products | Internal Combustion | Operating | 1.5 | 1.5 | 188699.32 | 65.72 | 42.5 | 23.22 | 23.22 | 0 | 10.89 | NA | 4295 | NA | NA | NA | NA | NA | NA | Y
Eddystone 3-4 | 3 | Natural Gas | Steam Turbine | Operating | 380 | 380 | 189079.32 | 65.72 | 45.86 | 19.86 | 19.86 | 0 | 10.84 | 119.44 | 17425 | 1335994 | 76673 | 2.3 | 0.0606 | 0.0056 | 122.3584 | N
Fairless Hills Steam Generating Station | B | Biomass | Steam Turbine | Operating | 30 | 30 | 189109.32 | 66.38 | 60.25 | 6.13 | 6.13 | 0 | 17.78 | 69.06 | 15267 | 3045197 | 199458 | 75.69 | 0.0632 | 0.0427 | 171.5 | Y
Yorktown | 2 | Coal | Steam Turbine | Operating | 165 | 165 | 189274.32 | 66.85 | 52.74 | 14.11 | 14.11 | 0 | 11.11 | 73.29 | 11753 | 3342929 | 284439 | 19.63 | 0.5091 | 1.7258 | 205.2015 | N
Spruance Genco | GEN4 | Coal | Steam Turbine | Operating | 42.5 | 42.5 | 189316.82 | 67.25 | 58.05 | 9.2 | 9.2 | 0 | 25.4 | 122.78 | 21680 | 421424 | 19438 | 5.21 | 0.2885 | 0.07 | 205.2131 | Y
Yorktown | 1 | Coal | Steam Turbine | Operating | 162 | 162 | 189478.82 | 67.38 | 53.27 | 14.11 | 14.11 | 0 | 11.11 | 104.95 | 11873 | 568650 | 47896 | 3.37 | 0.4647 | 1.7575 | 205.2043 | N
Hamilton Peaking | 1 | Natural Gas | Combustion Turbine | Operating | 16 | 16 | 189494.82 | 67.58 | 33.13 | 34.45 | 34.45 | 0 | 4.58 | NA | 12678 | NA | NA | NA | 0.165 | 0.0006 | 118.0442 | N
AE Hunlock 4 | 4 | Natural Gas | Combustion Turbine | Operating | 45 | 45 | 189539.82 | 69.81 | 31.39 | 38.42 | 38.42 | 0 | 4.16 | NA | 16040 | NA | NA | NA | 0.0828 | 0.0007 | 118.8595 | N
Bowling Green Peaking | 1 | Natural Gas | Combustion Turbine | Operating | 16 | 16 | 189555.82 | 71.4 | 25.72 | 45.68 | 45.68 | 0 | 4.58 | NA | 9577 | NA | NA | NA | 0.1649 | 0.0006 | 117.9426 | N
Sewaren | 4 | Natural Gas | Steam Turbine | Operating | 123.6 | 123.6 | 189679.42 | 74.72 | 36.33 | 38.39 | 38.39 | 0 | 13.91 | 195.04 | 15093 | 215698 | 14291 | 1.32 | 0.0542 | 0.0006 | 113.6269 | N
Corn Products (IL) CT | TG03 | Natural Gas | Combustion Turbine | Operating | 4.8 | 4.8 | 189684.22 | 74.9 | 30.22 | 44.69 | 44.69 | 0 | 9.29 | NA | 11262 | NA | NA | NA | 0.059 | 0.002 | 119.31 | Y
Corn Products (IL) CT | TG04 | Natural Gas | Combustion Turbine | Operating | 4.8 | 4.8 | 189689.02 | 74.9 | 30.22 | 44.69 | 44.69 | 0 | 9.29 | NA | 11262 | NA | NA | NA | 0.059 | 0.002 | 119.31 | Y
Sewaren | 2 | Natural Gas | Steam Turbine | Operating | 118 | 118 | 189807.02 | 75.28 | 36.89 | 38.39 | 38.39 | 0 | 13.91 | 139.13 | 15326 | 394038 | 25710 | 2.48 | 0.7 | 0.0006 | 118.8512 | N
Evergreen Community Power Plant | ECP | Biomass | Steam Turbine | Operating | 25 | 25 | 189832.02 | 75.37 | 70.26 | 5.11 | 5.11 | 0 | 15.8 | 78.9 | 15211 | 1704255 | 112044 | 51.02 | 0.185 | 0.121 | 208.19 | Y
Georgetown | GT3 | Natural Gas | Combustion Turbine | Operating | 34.5 | 34.5 | 189866.52 | 75.71 | 37.15 | 38.55 | 38.55 | 0 | 3.4 | 80.16 | 12220 | 322606 | 26401 | 8.71 | 0.0212 | 0.0006 | 118.8631 | N
Chalk Point CT | GT1 | Petroleum Products | Combustion Turbine | Operating | 16 | 16 | 189882.52 | 75.85 | 47.29 | 28.56 | 28.56 | 0 | 3.44 | 154.45 | 15927 | 11159 | 701 | 0.5 | 0.1058 | 0.0263 | 123.2034 | N
Chalk Point CT | GT2 | Petroleum Products | Combustion Turbine | Operating | 27 | 27 | 189909.52 | 75.85 | 47.29 | 28.56 | 28.56 | 0 | 3.44 | 154.45 | 15927 | 18831 | 1182 | 0.5 | 1.2 | 0.303 | 161.99 | N
Chalk Point CT | GT3 | Petroleum Products | Combustion Turbine | Operating | 92 | 92 | 190001.52 | 75.85 | 47.29 | 28.56 | 28.56 | 0 | 3.44 | 154.45 | 15927 | 64165 | 4029 | 0.5 | 0.0761 | 0.0438 | 127.4519 | N
Chalk Point CT | GT4 | Petroleum Products | Combustion Turbine | Operating | 92 | 92 | 190093.52 | 75.85 | 47.29 | 28.56 | 28.56 | 0 | 3.44 | 154.45 | 15927 | 64165 | 4029 | 0.5 | 0.0944 | 0.0557 | 130.0343 | N
Chalk Point CT | GT5 | Petroleum Products | Combustion Turbine | Operating | 107 | 107 | 190200.52 | 75.85 | 47.29 | 28.56 | 28.56 | 0 | 3.44 | 154.45 | 15927 | 74627 | 4686 | 0.5 | 0.0861 | 0.0096 | 119.9845 | N
Chalk Point CT | GT6 | Petroleum Products | Combustion Turbine | Operating | 107 | 107 | 190307.52 | 75.85 | 47.29 | 28.56 | 28.56 | 0 | 3.44 | 154.45 | 15927 | 74627 | 4686 | 0.5 | 0.0861 | 0.0186 | 121.9301 | N
Chalk Point CT | SGT1 | Petroleum Products | Combustion Turbine | Operating | 90 | 90 | 190397.52 | 75.85 | 47.29 | 28.56 | 28.56 | 0 | 3.44 | 154.45 | 15927 | 62771 | 3941 | 0.5 | 0.1265 | 0.0159 | 120.2079 | N
Sewaren | 1 | Natural Gas | Steam Turbine | Operating | 102.8 | 102.8 | 190500.32 | 75.91 | 37.51 | 38.39 | 38.39 | 0 | 13.91 | 159.56 | 15587 | 266456 | 17095 | 1.89 | 0.7 | 0.0006 | 118.858 | N
Mickleton | MICK | Natural Gas | Combustion Turbine | Operating | 78 | 78 | 190578.32 | 76.34 | 34.74 | 41.6 | 41.6 | 0 | 4.76 | NA | 17755 | NA | NA | NA | 1.11 | 0.0006 | 118.8645 | N
Virginia Beach Landfill | 1 | Biomass | Internal Combustion | Operating | 0.3 | 0.3 | 190578.62 | 76.79 | 19.43 | 57.36 | 57.36 | 0 | 12.63 | NA | 10702 | NA | NA | NA | NA | NA | NA | N
Virginia Beach Landfill | 10 | Biomass | Internal Combustion | Operating | 0.3 | 0.3 | 190578.92 | 76.79 | 19.43 | 57.36 | 57.36 | 0 | 12.63 | NA | 10702 | NA | NA | NA | NA | NA | NA | N
Virginia Beach Landfill | 11 | Biomass | Internal Combustion | Operating | 0.3 | 0.3 | 190579.22 | 76.79 | 19.43 | 57.36 | 57.36 | 0 | 12.63 | NA | 10702 | NA | NA | NA | NA | NA | NA | N
Virginia Beach Landfill | 12 | Biomass | Internal Combustion | Operating | 0.3 | 0.3 | 190579.52 | 76.79 | 19.43 | 57.36 | 57.36 | 0 | 12.63 | NA | 10702 | NA | NA | NA | NA | NA | NA | N
Virginia Beach Landfill | 13 | Biomass | Internal Combustion | Operating | 0.3 | 0.3 | 190579.82 | 76.79 | 19.43 | 57.36 | 57.36 | 0 | 12.63 | NA | 10702 | NA | NA | NA | NA | NA | NA | N
Virginia Beach Landfill | 14 | Biomass | Internal Combustion | Operating | 0.3 | 0.3 | 190580.12 | 76.79 | 19.43 | 57.36 | 57.36 | 0 | 12.63 | NA | 10702 | NA | NA | NA | NA | NA | NA | N
Virginia Beach Landfill | 15 | Biomass | Internal Combustion | Operating | 0.3 | 0.3 | 190580.42 | 76.79 | 19.43 | 57.36 | 57.36 | 0 | 12.63 | NA | 10702 | NA | NA | NA | NA | NA | NA | N
Virginia Beach Landfill | 16 | Biomass | Internal Combustion | Operating | 0.3 | 0.3 | 190580.72 | 76.79 | 19.43 | 57.36 | 57.36 | 0 | 12.63 | NA | 10702 | NA | NA | NA | NA | NA | NA | N
Virginia Beach Landfill | 17 | Biomass | Internal Combustion | Operating | 0.3 | 0.3 | 190581.02 | 76.79 | 19.43 | 57.36 | 57.36 | 0 | 12.63 | NA | 10702 | NA | NA | NA | NA | NA | NA | N
Virginia Beach Landfill | 18 | Biomass | Internal Combustion | Operating | 0.3 | 0.3 | 190581.32 | 76.79 | 19.43 | 57.36 | 57.36 | 0 | 12.63 | NA | 10702 | NA | NA | NA | NA | NA | NA | N
Virginia Beach Landfill | 19 | Biomass | Internal Combustion | Operating | 0.3 | 0.3 | 190581.62 | 76.79 | 19.43 | 57.36 | 57.36 | 0 | 12.63 | NA | 10702 | NA | NA | NA | NA | NA | NA | N
Virginia Beach Landfill | 2 | Biomass | Internal Combustion | Operating | 0.3 | 0.3 | 190581.92 | 76.79 | 19.43 | 57.36 | 57.36 | 0 | 12.63 | NA | 10702 | NA | NA | NA | NA | NA | NA | N
Virginia Beach Landfill | 20 | Biomass | Internal Combustion | Operating | 0.3 | 0.3 | 190582.22 | 76.79 | 19.43 | 57.36 | 57.36 | 0 | 12.63 | NA | 10702 | NA | NA | NA | NA | NA | NA | N
Virginia Beach Landfill | 21 | Biomass | Internal Combustion | Operating | 0.3 | 0.3 | 190582.52 | 76.79 | 19.43 | 57.36 | 57.36 | 0 | 12.63 | NA | 10702 | NA | NA | NA | NA | NA | NA | N
Virginia Beach Landfill | 22 | Biomass | Internal Combustion | Operating | 0.3 | 0.3 | 190582.82 | 76.79 | 19.43 | 57.36 | 57.36 | 0 | 12.63 | NA | 10702 | NA | NA | NA | NA | NA | NA | N
Virginia Beach Landfill | 23 | Biomass | Internal Combustion | Operating | 0.3 | 0.3 | 190583.12 | 76.79 | 19.43 | 57.36 | 57.36 | 0 | 12.63 | NA | 10702 | NA | NA | NA | NA | NA | NA | N
Virginia Beach Landfill | 24 | Biomass | Internal Combustion | Operating | 0.3 | 0.3 | 190583.42 | 76.79 | 19.43 | 57.36 | 57.36 | 0 | 12.63 | NA | 10702 | NA | NA | NA | NA | NA | NA | N
Virginia Beach Landfill | 25 | Biomass | Internal Combustion | Operating | 0.3 | 0.3 | 190583.72 | 76.79 | 19.43 | 57.36 | 57.36 | 0 | 12.63 | NA | 10702 | NA | NA | NA | NA | NA | NA | N
Virginia Beach Landfill | 26 | Biomass | Internal Combustion | Operating | 0.3 | 0.3 | 190584.02 | 76.79 | 19.43 | 57.36 | 57.36 | 0 | 12.63 | NA | 10702 | NA | NA | NA | NA | NA | NA | N
Virginia Beach Landfill | 27 | Biomass | Internal Combustion | Operating | 0.3 | 0.3 | 190584.32 | 76.79 | 19.43 | 57.36 | 57.36 | 0 | 12.63 | NA | 10702 | NA | NA | NA | NA | NA | NA | N
Virginia Beach Landfill | 28 | Biomass | Internal Combustion | Operating | 0.3 | 0.3 | 190584.62 | 76.79 | 19.43 | 57.36 | 57.36 | 0 | 12.63 | NA | 10702 | NA | NA | NA | NA | NA | NA | N
Virginia Beach Landfill | 29 | Biomass | Internal Combustion | Operating | 0.3 | 0.3 | 190584.92 | 76.79 | 19.43 | 57.36 | 57.36 | 0 | 12.63 | NA | 10702 | NA | NA | NA | NA | NA | NA | N
Virginia Beach Landfill | 3 | Biomass | Internal Combustion | Operating | 0.3 | 0.3 | 190585.22 | 76.79 | 19.43 | 57.36 | 57.36 | 0 | 12.63 | NA | 10702 | NA | NA | NA | NA | NA | NA | N
Virginia Beach Landfill | 30 | Biomass | Internal Combustion | Operating | 0.3 | 0.3 | 190585.52 | 76.79 | 19.43 | 57.36 | 57.36 | 0 | 12.63 | NA | 10702 | NA | NA | NA | NA | NA | NA | N
Virginia Beach Landfill | 31 | Biomass | Internal Combustion | Operating | 0.3 | 0.3 | 190585.82 | 76.79 | 19.43 | 57.36 | 57.36 | 0 | 12.63 | NA | 10702 | NA | NA | NA | NA | NA | NA | N
Virginia Beach Landfill | 32 | Biomass | Internal Combustion | Operating | 0.3 | 0.3 | 190586.12 | 76.79 | 19.43 | 57.36 | 57.36 | 0 | 12.63 | NA | 10702 | NA | NA | NA | NA | NA | NA | N
Virginia Beach Landfill | 33 | Biomass | Internal Combustion | Operating | 0.3 | 0.3 | 190586.42 | 76.79 | 19.43 | 57.36 | 57.36 | 0 | 12.63 | NA | 10702 | NA | NA | NA | NA | NA | NA | N
Virginia Beach Landfill | 34 | Biomass | Internal Combustion | Operating | 0.3 | 0.3 | 190586.72 | 76.79 | 19.43 | 57.36 | 57.36 | 0 | 12.63 | NA | 10702 | NA | NA | NA | NA | NA | NA | N
Virginia Beach Landfill | 35 | Biomass | Internal Combustion | Operating | 0.3 | 0.3 | 190587.02 | 76.79 | 19.43 | 57.36 | 57.36 | 0 | 12.63 | NA | 10702 | NA | NA | NA | NA | NA | NA | N
Virginia Beach Landfill | 36 | Biomass | Internal Combustion | Operating | 0.3 | 0.3 | 190587.32 | 76.79 | 19.43 | 57.36 | 57.36 | 0 | 12.63 | NA | 10702 | NA | NA | NA | NA | NA | NA | N
Virginia Beach Landfill | 4 | Biomass | Internal Combustion | Operating | 0.3 | 0.3 | 190587.62 | 76.79 | 19.43 | 57.36 | 57.36 | 0 | 12.63 | NA | 10702 | NA | NA | NA | NA | NA | NA | N
Virginia Beach Landfill | 5 | Biomass | Internal Combustion | Operating | 0.3 | 0.3 | 190587.92 | 76.79 | 19.43 | 57.36 | 57.36 | 0 | 12.63 | NA | 10702 | NA | NA | NA | NA | NA | NA | N
Virginia Beach Landfill | 6 | Biomass | Internal Combustion | Operating | 0.3 | 0.3 | 190588.22 | 76.79 | 19.43 | 57.36 | 57.36 | 0 | 12.63 | NA | 10702 | NA | NA | NA | NA | NA | NA | N
Virginia Beach Landfill | 7 | Biomass | Internal Combustion | Operating | 0.3 | 0.3 | 190588.52 | 76.79 | 19.43 | 57.36 | 57.36 | 0 | 12.63 | NA | 10702 | NA | NA | NA | NA | NA | NA | N
Virginia Beach Landfill | 8 | Biomass | Internal Combustion | Operating | 0.3 | 0.3 | 190588.82 | 76.79 | 19.43 | 57.36 | 57.36 | 0 | 12.63 | NA | 10702 | NA | NA | NA | NA | NA | NA | N
Virginia Beach Landfill | 9 | Biomass | Internal Combustion | Operating | 0.3 | 0.3 | 190589.12 | 76.79 | 19.43 | 57.36 | 57.36 | 0 | 12.63 | NA | 10702 | NA | NA | NA | NA | NA | NA | N
Sewaren | 3 | Natural Gas | Steam Turbine | Operating | 106.2 | 106.2 | 190695.32 | 77.98 | 39.59 | 38.39 | 38.39 | 0 | 13.91 | 182.44 | 16449 | 232661 | 14144 | 1.52 | 0.0514 | 0.0006 | 118.0151 | N
Hamlet | ES5 | Natural Gas | Combustion Turbine | Operating | 20.36 | 20.36 | 190715.68 | 78 | 68.87 | 9.13 | 9.13 | 0 | 3.16 | 89.92 | 11284 | 61024 | 5408 | 3.02 | 0.0846 | 0.0006 | 118.8616 | N
Georgetown | GT2 | Natural Gas | Combustion Turbine | Operating | 34.5 | 34.5 | 190750.18 | 78.42 | 39.87 | 38.55 | 38.55 | 0 | 3.4 | 82.99 | 13112 | 336897 | 25693 | 8.48 | 0.0261 | 0.0006 | 118.8646 | N
Hamlet | ES4 | Natural Gas | Combustion Turbine | Operating | 20.36 | 20.36 | 190770.55 | 78.46 | 69.33 | 9.13 | 9.13 | 0 | 3.16 | 89.96 | 11360 | 63674 | 5605 | 3.13 | 0.0847 | 0.0006 | 118.8613 | N
Wheelabrator Portsmouth | 1420 | Biomass | Steam Turbine | Operating | 15.3 | 15.3 | 190785.85 | 78.63 | 70.89 | 7.74 | 7.74 | 0 | 28.52 | 83.67 | 11113 | 961786 | 86544 | 63.56 | 0.169 | 0.029 | 118.18 | Y
Wheelabrator Portsmouth | 1410 | Biomass | Steam Turbine | Operating | 15.3 | 15.3 | 190801.15 | 78.66 | 70.92 | 7.74 | 7.74 | 0 | 28.52 | 83.95 | 11118 | 916490 | 82436 | 60.55 | 0.169 | 0.029 | 118.18 | Y
Wheelabrator Portsmouth | 1430 | Biomass | Steam Turbine | Operating | 15.3 | 15.3 | 190816.45 | 78.73 | 71 | 7.74 | 7.74 | 0 | 28.52 | 84 | 11129 | 922848 | 82920 | 60.9 | 0.169 | 0.029 | 118.18 | Y
Pittsylvania Power Station | GEN1 | Biomass | Steam Turbine | Operating | 41.5 | 41.5 | 190857.95 | 79.69 | 43.62 | 36.06 | 36.06 | 0 | 50.06 | 93.85 | 17357 | 2545568 | 146658 | 40.23 | 0.185 | 0.121 | 208.19 | N
Pittsylvania Power Station | GEN2 | Biomass | Steam Turbine | Operating | 41.5 | 41.5 | 190899.45 | 79.69 | 43.62 | 36.06 | 36.06 | 0 | 50.06 | NA | 17357 | 0 | 0 | 0 | 0.185 | 0.121 | 208.19 | N
Brown Station Road | 3972 | Biomass | Internal Combustion | Out of Service | 0.8 | 0.8 | 190900.25 | 79.74 | 19.43 | 60.32 | 60.32 | 0 | 5.74 | NA | 63679 | NA | NA | NA | NA | NA | NA | N
Brown Station Road | 9314 | Biomass | Internal Combustion | Operating | 0.8 | 0.8 | 190901.05 | 79.74 | 19.43 | 60.32 | 60.32 | 0 | 5.74 | NA | 63679 | NA | NA | NA | NA | NA | NA | N
Brown Station Road | 9340 | Biomass | Internal Combustion | Out of Service | 0.8 | 0.8 | 190901.85 | 79.74 | 19.43 | 60.32 | 60.32 | 0 | 5.74 | NA | 63679 | NA | NA | NA | NA | NA | NA | N
Hamlet | ES6 | Natural Gas | Combustion Turbine | Operating | 20.36 | 20.36 | 190922.21 | 79.75 | 70.62 | 9.13 | 9.13 | 0 | 3.16 | 373.28 | 11571 | 2540 | 220 | 0.12 | 0.084 | 0.0006 | 118.8742 | N
Hamlet | ES2 | Natural Gas | Combustion Turbine | Operating | 20.36 | 20.36 | 190942.58 | 79.87 | 70.74 | 9.13 | 9.13 | 0 | 3.16 | 319.72 | 11590 | 3114 | 269 | 0.15 | 0.0833 | 0.0006 | 118.8964 | N
Hamlet | ES1 | Natural Gas | Combustion Turbine | Operating | 20.36 | 20.36 | 190962.94 | 80.16 | 71.03 | 9.13 | 9.13 | 0 | 3.16 | 92.98 | 11638 | 58519 | 5028 | 2.81 | 0.0817 | 0.0006 | 118.8617 | N
Hamlet | ES3 | Natural Gas | Combustion Turbine | Operating | 20.36 | 20.36 | 190983.3 | 80.36 | 71.23 | 9.13 | 9.13 | 0 | 3.16 | 340.05 | 11671 | 2896 | 248 | 0.14 | 0.0842 | 0.0006 | 118.8619 | N
Eddystone 3-4 | 4 | Natural Gas | Steam Turbine | Operating | 380 | 380 | 191363.3 | 80.45 | 60.59 | 19.86 | 19.86 | 0 | 10.84 | 144.03 | 23018 | 1491228 | 64784 | 1.94 | 0.0604 | 0.0071 | 123.4722 | N
Sauder | UNT1 | Biomass | Steam Turbine | Operating | 3.6 | 3.6 | 191366.9 | 81.48 | 38.88 | 42.59 | 42.59 | 0 | 138.59 | NA | 21946 | NA | NA | NA | 0.185 | 0.121 | 208.19 | Y
Sauder | UNT2 | Biomass | Steam Turbine | Operating | 3.6 | 3.6 | 191370.5 | 81.48 | 38.88 | 42.59 | 42.59 | 0 | 138.59 | NA | 21946 | NA | NA | NA | 0.185 | 0.121 | 208.19 | Y
Darbytown | 3 | Natural Gas | Combustion Turbine | Operating | 95 | 95 | 191465.5 | 82.29 | 76.7 | 5.59 | 5.59 | 0 | 1.7 | 100.55 | 12468 | 110002 | 8823 | 1.06 | 0.2503 | 0.1072 | 141.2795 | N
Darbytown | 4 | Natural Gas | Combustion Turbine | Operating | 97 | 97 | 191562.5 | 82.45 | 76.86 | 5.59 | 5.59 | 0 | 1.7 | 98.29 | 12494 | 129763 | 10386 | 1.22 | 0.2424 | 0.0897 | 137.4545 | N
Halifax County Biomass Plant (South Boston- NOVI Energy) | STG1 | Biomass | Steam Turbine | Operating | 44.3 | 44.3 | 191606.8 | 82.9 | 80.21 | 2.69 | 2.69 | 0 | 7.95 | 84.59 | 13550 | 2828229 | 208730 | 53.64 | 0.185 | 0.121 | 208.19 | N
Darbytown | 2 | Natural Gas | Combustion Turbine | Operating | 97 | 97 | 191703.8 | 83.04 | 77.45 | 5.59 | 5.59 | 0 | 1.7 | 107.51 | 12589 | 84631 | 6722 | 0.79 | 0.2706 | 0.1274 | 145.71 | N
Darbytown | 1 | Natural Gas | Combustion Turbine | Operating | 98 | 98 | 191801.8 | 83.13 | 77.53 | 5.59 | 5.59 | 0 | 1.7 | 107.63 | 12604 | 85484 | 6782 | 0.79 | 0.2454 | 0.1023 | 140.2131 | N
Possum Point | 4 | Natural Gas | Steam Turbine | Operating | 225 | 225 | 192026.8 | 84.18 | 65.37 | 18.81 | 18.81 | 0 | 60.36 | 283.22 | 11558 | 788636 | 68231 | 3.45 | 0.1037 | 0.0006 | 118.8572 | N
Gilbert CT | 9 | Natural Gas | Combustion Turbine | Operating | 167 | 167 | 192193.8 | 84.54 | 47.64 | 36.91 | 36.91 | 0 | 3.55 | 187.38 | 18117 | 104574 | 5772 | 0.39 | 0.1033 | 0.0016 | 123.2115 | N
Possum Point | 5 | Petroleum Products | Steam Turbine | Operating | 805 | 805 | 192998.8 | 85.61 | 66.8 | 18.81 | 18.81 | 0 | 60.36 | 636.89 | 11811 | 1041000 | 88138 | 1.25 | 0.2083 | 0.5799 | 161.8794 | N
Frank M Tait GT | GT2 | Natural Gas | Combustion Turbine | Operating | 102 | 102 | 193100.8 | 86.2 | 41.34 | 44.86 | 44.86 | 0 | 0.2 | 86.79 | 12314 | 415975 | 33780 | 3.77 | 0.2123 | 0.0174 | 119.4648 | N
Frank M Tait GT | GT3 | Natural Gas | Combustion Turbine | Operating | 102 | 102 | 193202.8 | 86.47 | 41.61 | 44.86 | 44.86 | 0 | 0.2 | 86.66 | 12394 | 1318839 | 106408 | 11.88 | 0.0581 | 0.004 | 118.2968 | N
Lawrence County Generating Station | 5 | Natural Gas | Combustion Turbine | Operating | 25 | 25 | 193227.8 | 87.45 | 34.32 | 53.13 | 53.13 | 0 | 0 | 87.45 | 10253 | 27386 | 2671 | 1.22 | 0.0947 | 0.0006 | 118.8549 | N
1515 South Caron Road | GT1 | Natural Gas | Combustion Turbine | Operating | 3.5 | 3.5 | 193231.3 | 87.88 | 8.05 | 79.83 | 79.83 | 0 | 13.98 | NA | 3000 | NA | NA | NA | 0.059 | 0.002 | 119.31 | N
Du Page County Region 9 West Wastewater | FM01 | Natural Gas | Internal Combustion | Operating | 1.5 | 1.5 | 193232.8 | 88.04 | 11.38 | 76.66 | 76.66 | 0 | 5.08 | NA | 4241 | NA | NA | NA | NA | NA | NA | Y
Smith Mountain | 1 | Water | Pumped Storage | Operating | 66 | 66 | 193298.8 | 88.05 | 82.56 | 5.49 | 5.49 | 0 | 8.2 | 101.1 | NA | NA | 41479 | 7.15 | NA | NA | NA | N
Smith Mountain | 3 | Water | Pumped Storage | Operating | 106 | 106 | 193404.8 | 88.05 | 82.56 | 5.49 | 5.49 | 0 | 8.2 | 101.1 | NA | NA | 66617 | 7.15 | NA | NA | NA | N
Smith Mountain | 5 | Water | Pumped Storage | Operating | 66 | 66 | 193470.8 | 88.05 | 82.56 | 5.49 | 5.49 | 0 | 8.2 | 101.1 | NA | NA | 41479 | 7.15 | NA | NA | NA | N
Mercer | 2 | Coal | Steam Turbine | Retired | 316 | 316 | 193786.8 | 88.14 | 78.94 | 9.2 | 9.2 | 0 | 26.43 | 742.13 | 39612 | 505804 | 12769 | 0.46 | 0.065 | 0.0075 | 133.9207 | N
Frank M Tait GT | GT1 | Natural Gas | Combustion Turbine | Operating | 100 | 100 | 193886.8 | 88.6 | 43.75 | 44.86 | 44.86 | 0 | 0.2 | 89.18 | 13029 | 437271 | 33561 | 3.82 | 0.1045 | 0.0134 | 119.1351 | N
Easton 2 | 23 | Petroleum Products | Internal Combustion | Operating | 6.3 | 6.3 | 193893.1 | 88.97 | 53.43 | 35.54 | 35.54 | 0 | 12.62 | NA | 12057 | NA | NA | NA | NA | NA | NA | N
Easton 2 | 24 | Petroleum Products | Internal Combustion | Operating | 6.3 | 6.3 | 193899.4 | 88.97 | 53.43 | 35.54 | 35.54 | 0 | 12.62 | NA | 12057 | NA | NA | NA | NA | NA | NA | N
Wells Manufacturing Company | 1A | Natural Gas | Internal Combustion | Operating | 1 | 1 | 193900.4 | 89.3 | 58.44 | 30.86 | 30.86 | 0 | 10.95 | NA | 21780 | NA | NA | NA | NA | NA | NA | N
Wells Manufacturing Company | 1B | Natural Gas | Internal Combustion | Operating | 1 | 1 | 193901.4 | 89.3 | 58.44 | 30.86 | 30.86 | 0 | 10.95 | NA | 21780 | NA | NA | NA | NA | NA | NA | N
Wells Manufacturing Company | 2A | Natural Gas | Internal Combustion | Operating | 1 | 1 | 193902.4 | 89.3 | 58.44 | 30.86 | 30.86 | 0 | 10.95 | NA | 21780 | NA | NA | NA | NA | NA | NA | N
Wells Manufacturing Company | 2B | Natural Gas | Internal Combustion | Operating | 1 | 1 | 193903.4 | 89.3 | 58.44 | 30.86 | 30.86 | 0 | 10.95 | NA | 21780 | NA | NA | NA | NA | NA | NA | N
Wells Manufacturing Company | 3A | Natural Gas | Internal Combustion | Operating | 1 | 1 | 193904.4 | 89.3 | 58.44 | 30.86 | 30.86 | 0 | 10.95 | NA | 21780 | NA | NA | NA | NA | NA | NA | N
Wells Manufacturing Company | 3B | Natural Gas | Internal Combustion | Operating | 1 | 1 | 193905.4 | 89.3 | 58.44 | 30.86 | 30.86 | 0 | 10.95 | NA | 21780 | NA | NA | NA | NA | NA | NA | N
Altavista | 1 | Biomass | Steam Turbine | Operating | 51 | 51 | 193956.4 | 90.24 | 89.59 | 0.64 | 0.64 | 0 | 10.01 | 92.04 | 15151 | 4282822 | 282677 | 63.1 | 0.115 | 0.0057 | 218.566 | N
Pennsbury Generating Station | 1 | Biomass | Combustion Turbine | Operating | 2.7 | 2.7 | 193959.1 | 90.32 | 19.87 | 70.45 | 70.45 | 0 | 13.98 | NA | 32734 | NA | NA | NA | 0.169 | 0.029 | 114.79 | N
Pennsbury Generating Station | 2 | Biomass | Combustion Turbine | Operating | 2.7 | 2.7 | 193961.8 | 90.32 | 19.87 | 70.45 | 70.45 | 0 | 13.98 | NA | 32734 | NA | NA | NA | 0.169 | 0.029 | 114.79 | N
North Ninth Street | 10 | Natural Gas | Internal Combustion | Operating | 2 | 2 | 193963.8 | 91.32 | 26.81 | 64.51 | 64.51 | 0 | 10.01 | NA | 9994 | NA | NA | NA | NA | NA | NA | N
North Ninth Street | 3 | Natural Gas | Internal Combustion | Operating | 2 | 2 | 193965.8 | 91.32 | 26.81 | 64.51 | 64.51 | 0 | 10.01 | NA | 9994 | NA | NA | NA | NA | NA | NA | N
North Ninth Street | 6 | Natural Gas | Internal Combustion | Operating | 2 | 2 | 193967.8 | 91.32 | 26.81 | 64.51 | 64.51 | 0 | 10.01 | NA | 9994 | NA | NA | NA | NA | NA | NA | N
North Ninth Street | 7 | Natural Gas | Internal Combustion | Operating | 3.5 | 3.5 | 193971.3 | 91.32 | 26.81 | 64.51 | 64.51 | 0 | 10.01 | NA | 9994 | NA | NA | NA | NA | NA | NA | N
North Ninth Street | 9 | Natural Gas | Internal Combustion | Operating | 3 | 3 | 193974.3 | 91.32 | 26.81 | 64.51 | 64.51 | 0 | 10.01 | NA | 9994 | NA | NA | NA | NA | NA | NA | N
Lawrence County Generating Station | 6 | Natural Gas | Combustion Turbine | Operating | 25 | 25 | 193999.3 | 91.95 | 38.82 | 53.13 | 53.13 | 0 | 0 | 91.95 | 11598 | 44188 | 3810 | 1.74 | 0.1007 | 0.0006 | 118.8714 | N
Possum Point | 3 | Natural Gas | Steam Turbine | Operating | 100 | 100 | 194099.3 | 93.69 | 74.88 | 18.81 | 18.81 | 0 | 60.36 | 425.82 | 13240 | 240603 | 18173 | 2.07 | 0.1203 | 0.0006 | 118.8424 | N
Napoleon Peaking Station | CT1 | Natural Gas | Combustion Turbine | Operating | 16.5 | 16.5 | 194115.8 | 93.8 | 45.47 | 48.33 | 48.33 | 0 | 4.06 | NA | 16929 | NA | NA | NA | 0.15 | 0.0006 | 118.0269 | N
Napoleon Peaking Station | CT2 | Natural Gas | Combustion Turbine | Operating | 8.25 | 8.25 | 194124.05 | 93.8 | 45.47 | 48.33 | 48.33 | 0 | 4.06 | NA | 16929 | NA | NA | NA | 0.15 | 0.0006 | 118.0269 | N
Falling Spring | 5 | Natural Gas | Internal Combustion | Operating | 2.1 | 2.1 | 194126.15 | 97.59 | 16.55 | 81.04 | 81.04 | 0 | 9 | NA | 9821 | NA | NA | NA | NA | NA | NA | N
Falling Spring | 6 | Natural Gas | Internal Combustion | Operating | 2.1 | 2.1 | 194128.25 | 97.59 | 16.55 | 81.04 | 81.04 | 0 | 9 | NA | 9821 | NA | NA | NA | NA | NA | NA | N
Falling Spring | 7 | Natural Gas | Internal Combustion | Operating | 2.9 | 2.9 | 194131.15 | 97.59 | 16.55 | 81.04 | 81.04 | 0 | 9 | NA | 9821 | NA | NA | NA | NA | NA | NA | N
Wheelabrator Falls Inc. | WFI1 | Biomass | Steam Turbine | Operating | 46 | 46 | 194177.15 | 97.77 | 92.49 | 5.28 | 5.28 | 0 | 23.14 | 100.99 | 16224 | 5363944 | 330622 | 81.82 | 0.169 | 0.029 | 118.18 | N
Hill at Whitemarsh | CGE | Natural Gas | Internal Combustion | Operating | 1.6 | 1.6 | 194178.75 | 98.11 | 22.15 | 75.96 | 75.96 | 0 | 10.17 | NA | 11318 | NA | NA | NA | NA | NA | NA | Y
Galion Generating Station | CT1 | Natural Gas | Combustion Turbine | Operating | 16.5 | 16.5 | 194195.25 | 100.76 | 43.9 | 56.85 | 56.85 | 0 | 4.06 | NA | 16799 | NA | NA | NA | 0.1501 | 0.0005 | 118.0817 | N
Galion Generating Station | CT2 | Natural Gas | Combustion Turbine | Operating | 8.25 | 8.25 | 194203.5 | 100.76 | 43.9 | 56.85 | 56.85 | 0 | 4.06 | NA | 16799 | NA | NA | NA | 0.1501 | 0.0005 | 118.0817 | N
Commonwealth Chesapeake Company, LLC | UNT1 | Petroleum Products | Combustion Turbine | Operating | 49.2 | 49.2 | 194252.7 | 101.77 | 96.92 | 4.85 | 4.85 | 0 | 3.26 | 108.17 | 9650 | 241507 | 25026 | 5.79 | 0.1226 | 0.0351 | 162.2806 | N
Commonwealth Chesapeake Company, LLC | UNT2 | Petroleum Products | Combustion Turbine | Operating | 48.1 | 48.1 | 194300.8 | 104.39 | 99.53 | 4.85 | 4.85 | 0 | 3.26 | 112.66 | 9910 | 187549 | 18925 | 4.48 | 0.1507 | 0.0335 | 162.2935 | N
Commonwealth Chesapeake Company, LLC | UNT3 | Petroleum Products | Combustion Turbine | Operating | 49.1 | 49.1 | 194349.9 | 105.58 | 100.72 | 4.85 | 4.85 | 0 | 3.26 | 134.45 | 10029 | 55509 | 5535 | 1.28 | 0.5647 | 0.0196 | 162.3308 | N
Woodsdale | GT2 | Natural Gas | Combustion Turbine | Operating | 94 | 94 | 194443.9 | 106.03 | 64.56 | 41.47 | 41.47 | 0 | 6.44 | 211.16 | 22889 | 131799 | 5758 | 0.7 | 0.102 | 0.0006 | 118.8509 | N
Woodsdale | GT1 | Natural Gas | Combustion Turbine | Operating | 94 | 94 | 194537.9 | 106.69 | 65.23 | 41.47 | 41.47 | 0 | 6.44 | 221.85 | 23124 | 121560 | 5257 | 0.64 | 0.1102 | 0.0006 | 118.853 | N
Woodsdale | GT5 | Natural Gas | Combustion Turbine | Operating | 94 | 94 | 194631.9 | 107.01 | 65.55 | 41.47 | 41.47 | 0 | 6.44 | 217.5 | 23239 | 127328 | 5479 | 0.66 | 0.095 | 0.0006 | 118.8536 | N
Commonwealth Chesapeake Company, LLC | UNT7 | Petroleum Products | Combustion Turbine | Operating | 49.1 | 49.1 | 194681 | 107.47 | 102.61 | 4.85 | 4.85 | 0 | 3.26 | 116.91 | 10217 | 172920 | 16925 | 3.92 | 0.4862 | 0.0371 | 162.3375 | N
Woodsdale | GT3 | Natural Gas | Combustion Turbine | Operating | 94 | 94 | 194775 | 107.62 | 66.16 | 41.47 | 41.47 | 0 | 6.44 | 221.64 | 23455 | 124536 | 5310 | 0.64 | 0.1253 | 0.0006 | 118.8713 | N
Central Utility IC Plant at White Oak | G1 | Natural Gas | Internal Combustion | Operating | 5.6 | 5.6 | 194780.6 | 107.71 | 22.71 | 85 | 85 | 0 | 12.86 | NA | 11606 | NA | NA | NA | NA | NA | NA | Y
I-95 Energy Resource Recovery Facility (Covanta Fairfax) | GEN2 | Biomass | Steam Turbine | Operating | 49 | 49 | 194829.6 | 108.3 | 103.9 | 4.4 | 4.4 | 0 | 15.26 | 110.71 | 18739 | 5827897 | 311007 | 72.26 | 0.169 | 0.029 | 118.18 | N
Woodsdale | GT6 | Natural Gas | Combustion Turbine | Operating | 94 | 94 | 194923.6 | 108.89 | 67.42 | 41.47 | 41.47 | 0 | 6.44 | 224.77 | 23904 | 124874 | 5224 | 0.63 | 0.0933 | 0.0006 | 118.8558 | N
Commonwealth Chesapeake Company, LLC | UNT5 | Petroleum Products | Combustion Turbine | Operating | 49.1 | 49.1 | 194972.7 | 109.28 | 104.43 | 4.85 | 4.85 | 0 | 3.26 | 120.83 | 10398 | 143894 | 13839 | 3.21 | 0.1206 | 0.0372 | 162.3827 | N
Woodsdale | GT4 | Natural Gas | Combustion Turbine | Operating | 94 | 94 | 195066.7 | 109.44 | 67.98 | 41.47 | 41.47 | 0 | 6.44 | 240.15 | 24099 | 111611 | 4631 | 0.56 | 0.1253 | 0.0006 | 118.8495 | N
I-95 Energy Resource Recovery Facility (Covanta Fairfax) | GEN1 | Biomass | Steam Turbine | Operating | 49 | 49 | 195115.7 | 109.45 | 105.05 | 4.4 | 4.4 | 0 | 15.26 | 112.81 | 18946 | 4216825 | 222569 | 51.71 | 0.169 | 0.029 | 118.18 | N
Smith IC | 2 | Petroleum Products | Internal Combustion | Operating | 0.4 | 0.4 | 195116.1 | 109.56 | 102.45 | 7.11 | 7.11 | 0 | 0.62 | NA | 10353 | NA | NA | NA | NA | NA | NA | N
Smith IC | 3 | Petroleum Products | Internal Combustion | Operating | 1.2 | 1.2 | 195117.3 | 109.56 | 102.45 | 7.11 | 7.11 | 0 | 0.62 | NA | 10353 | NA | NA | NA | NA | NA | NA | N
Montgomery County Resource Recovery | GEN1 | Biomass | Steam Turbine | Operating | 56 | 56 | 195173.3 | 109.98 | 104.57 | 5.41 | 5.41 | 0 | 19.32 | 113.53 | 17982 | 5487775 | 305181 | 62.04 | 0.169 | 0.029 | 118.18 | N
Commonwealth Chesapeake Company, LLC | UNT6 | Petroleum Products | Combustion Turbine | Operating | 49.1 | 49.1 | 195222.4 | 110 | 105.15 | 4.85 | 4.85 | 0 | 3.26 | 122.65 | 10469 | 132276 | 12635 | 2.93 | 0.1311 | 0.0404 | 162.3691 | N
Wellington, OH | 1 | Petroleum Products | Internal Combustion | Operating | 0.5 | 0.5 | 195222.9 | 111.16 | 104.06 | 7.11 | 7.11 | 0 | 2.2 | NA | 10515 | NA | NA | NA | NA | NA | NA | N
Commonwealth Chesapeake Company, LLC | UNT4 | Petroleum Products | Combustion Turbine | Operating | 49.1 | 49.1 | 195272 | 113.14 | 108.29 | 4.85 | 4.85 | 0 | 3.26 | 134.2 | 10781 | 81831 | 7590 | 1.76 | 0.1431 | 0.034 | 162.4124 | N
Lancaster County Resource Recovery | GEN1 | Biomass | Steam Turbine | Operating | 32.4 | 32.4 | 195304.4 | 114.08 | 106.57 | 7.5 | 7.5 | 0 | 34 | 118.96 | 18749 | 4229393 | 225576 | 79.26 | 0.169 | 0.029 | 118.18 | N
Union County Resource Recovery Facility | GEN1 | Biomass | Steam Turbine | Operating | 38.5 | 38.5 | 195342.9 | 115.71 | 109.98 | 5.73 | 5.73 | 0 | 26.59 | 119.23 | 18019 | 5241334 | 290873 | 86.01 | 0.169 | 0.029 | 118.18 | N
Baltimore Refuse Energy Systems Co. | GEN1 | Biomass | Steam Turbine | Operating | 57 | 57 | 195399.9 | 120.14 | 113.77 | 6.37 | 6.37 | 0 | 24.76 | 124.1 | 19958 | 7125134 | 357004 | 71.3 | 0.169 | 0.029 | 118.18 | Y
Albemarle District Jail | 1 | Petroleum Products | Internal Combustion | Operating | 1.1 | 1.1 | 195401 | 121.88 | 102.34 | 19.54 | 19.54 | 0 | 9.97 | NA | 10342 | NA | NA | NA | NA | NA | NA | Y
Food Line 1194 | 1 | Petroleum Products | Internal Combustion | Operating | 0.35 | 0.35 | 195401.35 | 121.88 | 102.34 | 19.54 | 19.54 | 0 | 9.97 | NA | 10342 | NA | NA | NA | NA | NA | NA | Y
PPG Place | EG-1 | Petroleum Products | Internal Combustion | Operating | 0.9 | 0.9 | 195402.25 | 121.88 | 102.34 | 19.54 | 19.54 | 0 | 9.97 | NA | 10342 | NA | NA | NA | NA | NA | NA | N
PPG Place | EG-2 | Petroleum Products | Internal Combustion | Operating | 0.9 | 0.9 | 195403.15 | 121.88 | 102.34 | 19.54 | 19.54 | 0 | 9.97 | NA | 10342 | NA | NA | NA | NA | NA | NA | N
PPG Place | EG-3 | Petroleum Products | Internal Combustion | Operating | 0.5 | 0.5 | 195403.65 | 121.88 | 102.34 | 19.54 | 19.54 | 0 | 9.97 | NA | 10342 | NA | NA | NA | NA | NA | NA | N
Spongex LLC Facility | 1 | Petroleum Products | Internal Combustion | Operating | 2 | 2 | 195405.65 | 121.88 | 102.34 | 19.54 | 19.54 | 0 | 9.97 | NA | 10342 | NA | NA | NA | NA | NA | NA | Y
Baltimore Refuse Energy Systems Co. | GEN2 | Biomass | Steam Turbine | Operating | 4.3 | 4.3 | 195409.95 | 123.06 | 116.69 | 6.37 | 6.37 | 0 | 24.76 | 139.1 | 20469 | 135874 | 6638 | 17.57 | 0.169 | 0.029 | 118.18 | Y
St. Marys CT | GT1 | Natural Gas | Combustion Turbine | Operating | 10.4 | 10.4 | 195420.35 | 123.43 | 50.54 | 72.89 | 72.89 | 0 | 6.32 | NA | 19338 | NA | NA | NA | 0.059 | 0.002 | 119.31 | N
Essex County Resource Recovery Facility | GEN2 | Biomass | Steam Turbine | Operating | 30 | 30 | 195450.35 | 123.57 | 118.9 | 4.67 | 4.67 | 0 | 21.48 | 126.42 | 20055 | 4534637 | 226105 | 85.8 | 0.169 | 0.029 | 118.18 | N
Essex County Resource Recovery Facility | GEN1 | Biomass | Steam Turbine | Operating | 30 | 30 | 195480.35 | 123.68 | 119.01 | 4.67 | 4.67 | 0 | 21.48 | 126.24 | 20075 | 5046869 | 251403 | 95.4 | 0.169 | 0.029 | 118.18 | N
Bayview | BAYV | Petroleum Products | Internal Combustion | Operating | 2.1 | 2.1 | 195482.45 | 125.21 | 97.91 | 27.3 | 27.3 | 0 | 10.75 | NA | 9894 | NA | NA | NA | NA | NA | NA | N
Bayview | BYV2 | Petroleum Products | Internal Combustion | Operating | 2.1 | 2.1 | 195484.55 | 125.21 | 97.91 | 27.3 | 27.3 | 0 | 10.75 | NA | 9894 | NA | NA | NA | NA | NA | NA | N
Bayview | BYV3 | Petroleum Products | Internal Combustion | Operating | 2.1 | 2.1 | 195486.65 | 125.21 | 97.91 | 27.3 | 27.3 | 0 | 10.75 | NA | 9894 | NA | NA | NA | NA | NA | NA | N
Bayview | BYV4 | Petroleum Products | Internal Combustion | Operating | 2.1 | 2.1 | 195488.75 | 125.21 | 97.91 | 27.3 | 27.3 | 0 | 10.75 | NA | 9894 | NA | NA | NA | NA | NA | NA | N
Bayview | BYV5 | Petroleum Products | Internal Combustion | Operating | 2.1 | 2.1 | 195490.85 | 125.21 | 97.91 | 27.3 | 27.3 | 0 | 10.75 | NA | 9894 | NA | NA | NA | NA | NA | NA | N
Bayview | BYV6 | Petroleum Products | Internal Combustion | Operating | 2.1 | 2.1 | 195492.95 | 125.21 | 97.91 | 27.3 | 27.3 | 0 | 10.75 | NA | 9894 | NA | NA | NA | NA | NA | NA | N
Elkton IC Cogen | GEN2 | Petroleum Products | Internal Combustion | Operating | 0.8 | 0.8 | 195493.75 | 125.86 | 118.75 | 7.11 | 7.11 | 0 | 0.62 | NA | 12000 | NA | NA | NA | NA | NA | NA | Y
Delaware County Resource Recovery Facility | GEN1 | Biomass | Steam Turbine | Operating | 80 | 80 | 195573.75 | 126.05 | 122.03 | 4.02 | 4.02 | 0 | 17.01 | 128.3 | 19025 | 11488825 | 603879 | 85.93 | 0.169 | 0.029 | 118.18 | N
Arcanum | 1 | Petroleum Products | Internal Combustion | Operating | 0.8 | 0.8 | 195574.55 | 127.38 | 120.27 | 7.11 | 7.11 | 0 | 0.62 | NA | 12154 | NA | NA | NA | NA | NA | NA | N
Arcanum | 2 | Petroleum Products | Internal Combustion | Operating | 0.6 | 0.6 | 195575.15 | 127.38 | 120.27 | 7.11 | 7.11 | 0 | 0.62 | NA | 12154 | NA | NA | NA | NA | NA | NA | N
Monterey Diesel Generation Facility | MDG10 | Petroleum Products | Internal Combustion | Operating | 0.6 | 0.6 | 195575.75 | 128.57 | 109.03 | 19.54 | 19.54 | 0 | 9.97 | NA | 11075 | NA | NA | NA | NA | NA | NA | N
Monterey Diesel Generation Facility | MDG2 | Petroleum Products | Internal Combustion | Operating | 0.6 | 0.6 | 195576.35 | 128.57 | 109.03 | 19.54 | 19.54 | 0 | 9.97 | NA | 11075 | NA | NA | NA | NA | NA | NA | N
Monterey Diesel Generation Facility | MDG3 | Petroleum Products | Internal Combustion | Operating | 0.6 | 0.6 | 195576.95 | 128.57 | 109.03 | 19.54 | 19.54 | 0 | 9.97 | NA | 11075 | NA | NA | NA | NA | NA | NA | N
Monterey Diesel Generation Facility | MDG4 | Petroleum Products | Internal Combustion | Operating | 0.6 | 0.6 | 195577.55 | 128.57 | 109.03 | 19.54 | 19.54 | 0 | 9.97 | NA | 11075 | NA | NA | NA | NA | NA | NA | N
Monterey Diesel Generation Facility | MDG5 | Petroleum Products | Internal Combustion | Operating | 0.6 | 0.6 | 195578.15 | 128.57 | 109.03 | 19.54 | 19.54 | 0 | 9.97 | NA | 11075 | NA | NA | NA | NA | NA | NA | N
Monterey Diesel Generation Facility | MDG6 | Petroleum Products | Internal Combustion | Operating | 0.6 | 0.6 | 195578.75 | 128.57 | 109.03 | 19.54 | 19.54 | 0 | 9.97 | NA | 11075 | NA | NA | NA | NA | NA | NA | N
Monterey Diesel Generation Facility | MDG7 | Petroleum Products | Internal Combustion | Operating | 0.6 | 0.6 | 195579.35 | 128.57 | 109.03 | 19.54 | 19.54 | 0 | 9.97 | NA | 11075 | NA | NA | NA | NA | NA | NA | N
Monterey Diesel Generation Facility | MDG8 | Petroleum Products | Internal Combustion | Operating | 0.6 | 0.6 | 195579.95 | 128.57 | 109.03 | 19.54 | 19.54 | 0 | 9.97 | NA | 11075 | NA | NA | NA | NA | NA | NA | N
Monterey Diesel Generation Facility | MDG9 | Petroleum Products | Internal Combustion | Operating | 0.6 | 0.6 | 195580.55 | 128.57 | 109.03 | 19.54 | 19.54 | 0 | 9.97 | NA | 11075 | NA | NA | NA | NA | NA | NA | N
Shawville IC | 5 | Petroleum Products | Internal Combustion | Operating | 2 | 2 | 195582.55 | 128.57 | 109.03 | 19.54 | 19.54 | 0 | 9.97 | NA | 11075 | 105 | 0 | 0 | NA | NA | NA | N
Shawville IC | 6 | Petroleum Products | Internal Combustion | Operating | 2 | 2 | 195584.55 | 128.57 | 109.03 | 19.54 | 19.54 | 0 | 9.97 | NA | 11075 | 105 | 0 | 0 | NA | NA | NA | N
Shawville IC | 7 | Petroleum Products | Internal Combustion | Operating | 2 | 2 | 195586.55 | 128.57 | 109.03 | 19.54 | 19.54 | 0 | 9.97 | NA | 11075 | 105 | 0 | 0 | NA | NA | NA | N
Berlin | 1A | Petroleum Products | Internal Combustion | Operating | 1.1 | 1.1 | 195587.65 | 129.14 | 109.6 | 19.54 | 19.54 | 0 | 9.97 | NA | 11075 | NA | NA | NA | NA | NA | NA | N
Berlin | 2A | Petroleum Products | Internal Combustion | Operating | 1.8 | 1.8 | 195589.45 | 129.14 | 109.6 | 19.54 | 19.54 | 0 | 9.97 | NA | 11075 | NA | NA | NA | NA | NA | NA | N
Berlin | 3A | Petroleum Products | Internal Combustion | Out of Service | 1.8 | 1.8 | 195591.25 | 129.14 | 109.6 | 19.54 | 19.54 | 0 | 9.97 | NA | 11075 | NA | NA | NA | NA | NA | NA | N
Berlin | 4A | Petroleum Products | Internal Combustion | Operating | 1.8 | 1.8 | 195593.05 | 129.14 | 109.6 | 19.54 | 19.54 | 0 | 9.97 | NA | 11075 | NA | NA | NA | NA | NA | NA | N
Berlin | 5A | Petroleum Products | Internal Combustion | Operating | 2.5 | 2.5 | 195595.55 | 129.14 | 109.6 | 19.54 | 19.54 | 0 | 9.97 | NA | 11075 | NA | NA | NA | NA | NA | NA | N
Bristol Myers Squibb Lawrenceville Cogen (IC) | DG101 | Petroleum Products | Internal Combustion | Operating | 0.9 | 0.9 | 195596.45 | 129.14 | 109.6 | 19.54 | 19.54 | 0 | 9.97 | NA | 11075 | NA | NA | NA | NA | NA | NA | Y
Clinton, MI | 1 | Petroleum Products | Internal Combustion | Operating | 0.5 | 0.5 | 195596.95 | 129.14 | 109.6 | 19.54 | 19.54 | 0 | 9.97 | NA | 11075 | NA | NA | NA | NA | NA | NA | N
Clinton, MI | 2 | Petroleum Products | Internal Combustion | Operating | 0.5 | 0.5 | 195597.45 | 129.14 | 109.6 | 19.54 | 19.54 | 0 | 9.97 | NA | 11075 | NA | NA | NA | NA | NA | NA | N
IMEA Highland | 1 | Petroleum Products | Internal Combustion | Operating | 0.9 | 0.9 | 195598.35 | 129.14 | 109.6 | 19.54 | 19.54 | 0 | 9.97 | NA | 11075 | NA | NA | NA | NA | NA | NA | N
IMEA Highland | 2 | Petroleum Products | Internal Combustion | Operating | 0.9 | 0.9 | 195599.25 | 129.14 | 109.6 | 19.54 | 19.54 | 0 | 9.97 | NA | 11075 | NA | NA | NA | NA | NA | NA | N
IMEA Waterloo | 10 | Petroleum Products | Internal Combustion | Operating | 0.9 | 0.9 | 195600.15 | 129.14 | 109.6 | 19.54 | 19.54 | 0 | 9.97 | NA | 11075 | NA | NA | NA | NA | NA | NA | N
IMEA Waterloo | 11 | Petroleum Products | Internal Combustion | Operating | 0.9 | 0.9 | 195601.05 | 129.14 | 109.6 | 19.54 | 19.54 | 0 | 9.97 | NA | 11075 | NA | NA | NA | NA | NA | NA | N
IMEA Waterloo | 9 | Petroleum Products | Internal Combustion | Operating | 0.9 | 0.9 | 195601.95 | 129.14 | 109.6 | 19.54 | 19.54 | 0 | 9.97 | NA | 11075 | NA | NA | NA | NA | NA | NA | N
Lebanon IC | 5 | Petroleum Products | Internal Combustion | Operating | 2 | 2 | 195603.95 | 129.14 | 109.6 | 19.54 | 19.54 | 0 | 9.97 | NA | 11075 | NA | NA | NA | NA | NA | NA | N
Lebanon IC | 6 | Petroleum Products | Internal Combustion | Operating | 3 | 3 | 195606.95 | 129.14 | 109.6 | 19.54 | 19.54 | 0 | 9.97 | NA | 11075 | NA | NA | NA | NA | NA | NA | N
Lebanon IC | 8 | Petroleum Products | Internal Combustion | Operating | 5.6 | 5.6 | 195612.55 | 129.14 | 109.6 | 19.54 | 19.54 | 0 | 9.97 | NA | 11075 | NA | NA | NA | NA | NA | NA | N
Monterey Diesel Generation Facility | MDG1 | Petroleum Products | Internal Combustion | Operating | 0.6 | 0.6 | 195613.15 | 129.14 | 109.6 | 19.54 | 19.54 | 0 | 9.97 | NA | 11075 | NA | NA | NA | NA | NA | NA | N
MPEA Energy Center - IC | GEN4 | Petroleum Products | Internal Combustion | Operating | 2 | 2 | 195615.15 | 129.14 | 109.6 | 19.54 | 19.54 | 0 | 9.97 | NA | 11075 | NA | NA | NA | NA | NA | NA | N
MPEA Energy Center - IC | GEN5 | Petroleum Products | Internal Combustion | Operating | 2 | 2 | 195617.15 | 129.14 | 109.6 | 19.54 | 19.54 | 0 | 9.97 | NA | 11075 | NA | NA | NA | NA | NA | NA | N
MPEA Energy Center - IC | GEN6 | Petroleum Products | Internal Combustion | Operating | 2 | 2 | 195619.15 | 129.14 | 109.6 | 19.54 | 19.54 | 0 | 9.97 | NA | 11075 | NA | NA | NA | NA | NA | NA | N
PPG Monroeville Chemicals Center | 2 | Petroleum Products | Internal Combustion | Operating | 0.3 | 0.3 | 195619.45 | 129.14 | 109.6 | 19.54 | 19.54 | 0 | 9.97 | NA | 11075 | NA | NA | NA | NA | NA | NA | N
PPG Monroeville Chemicals Center | 3 | Petroleum Products | Internal Combustion | Operating | 0.8 | 0.8 | 195620.25 | 129.14 | 109.6 | 19.54 | 19.54 | 0 | 9.97 | NA | 11075 | NA | NA | NA | NA | NA | NA | N
Prospect Mun Elec | 1 | Petroleum Products | Internal Combustion | Operating | 0.9 | 0.9 | 195621.15 | 129.14 | 109.6 | 19.54 | 19.54 | 0 | 9.97 | NA | 11075 | NA | NA | NA | NA | NA | NA | N
Saint Mary of Nazareth Hospital | GEN4 | Petroleum Products | Internal Combustion | Operating | 0.9 | 0.9 | 195622.05 | 129.14 | 109.6 | 19.54 | 19.54 | 0 | 9.97 | NA | 11075 | NA | NA | NA | NA | NA | NA | Y
Saint Mary of Nazareth Hospital | GEN5 | Petroleum Products | Internal Combustion | Operating | 0.9 | 0.9 | 195622.95 | 129.14 | 109.6 | 19.54 | 19.54 | 0 | 9.97 | NA | 11075 | NA | NA | NA | NA | NA | NA | Y
Saint Mary of Nazareth Hospital | GEN6 | Petroleum Products | Internal Combustion | Operating | 0.8 | 0.8 | 195623.75 | 129.14 | 109.6 | 19.54 | 19.54 | 0 | 9.97 | NA | 11075 | NA | NA | NA | NA | NA | NA | Y
South Main Street IC | 16 | Petroleum Products | Internal Combustion | Operating | 1.8 | 1.8 | 195625.55 | 129.14 | 109.6 | 19.54 | 19.54 | 0 | 9.97 | NA | 11075 | NA | NA | NA | NA | NA | NA | N
South Main Street IC | 17 | Petroleum Products | Internal Combustion | Operating | 1.8 | 1.8 | 195627.35 | 129.14 | 109.6 | 19.54 | 19.54 | 0 | 9.97 | NA | 11075 | NA | NA | NA | NA | NA | NA | N
South Main Street IC | 18 | Petroleum Products | Internal Combustion | Operating | 1.8 | 1.8 | 195629.15 | 129.14 | 109.6 | 19.54 | 19.54 | 0 | 9.97 | NA | 11075 | NA | NA | NA | NA | NA | NA | N
Troy Energy IC | IC1 | Petroleum Products | Internal Combustion | Operating | 3 | 3 | 195632.15 | 129.14 | 109.6 | 19.54 | 19.54 | 0 | 9.97 | NA | 11075 | NA | NA | NA | NA | NA | NA | N
Troy Energy IC | IC2 | Petroleum Products | Internal Combustion | Operating | 3 | 3 | 195635.15 | 129.14 | 109.6 | 19.54 | 19.54 | 0 | 9.97 | NA | 11075 | NA | NA | NA | NA | NA | NA | N
Troy Energy IC | IC3 | Petroleum Products | Internal Combustion | Operating | 4 | 4 | 195639.15 | 129.14 | 109.6 | 19.54 | 19.54 | 0 | 9.97 | NA | 11075 | NA | NA | NA | NA | NA | NA | N
Troy Energy IC | IC4 | Petroleum Products | Internal Combustion | Operating | 4 | 4 | 195643.15 | 129.14 | 109.6 | 19.54 | 19.54 | 0 | 9.97 | NA | 11075 | NA | NA | NA | NA | NA | NA | N
Avon Lake CT | 10 | Petroleum Products | Combustion Turbine | Operating | 30 | 30 | 195673.15 | 129.32 | 125.51 | 3.81 | 3.81 | 0 | 4.97 | NA | 12749 | 2546 | 0 | 0 | 1.1999 | 0.5001 | 162.22 | N
Brunot Island | 1A | Petroleum Products | Combustion Turbine | Operating | 15 | 15 | 195688.15 | 129.32 | 125.51 | 3.81 | 3.81 | 0 | 4.97 | NA | 12749 | 1597 | 0 | 0 | 0.301 | 0.075 | 162.22 | N
Edge Moor CT | 10 | Petroleum Products | Combustion Turbine | Operating | 15 | 15 | 195703.15 | 129.32 | 125.51 | 3.81 | 3.81 | 0 | 4.97 | NA | 12749 | 0 | 0 | 0 | 0.2419 | 0.075 | 162.22 | Y
Niles CT | GT1 | Petroleum Products | Combustion Turbine | Operating | 30 | 30 | 195733.15 | 129.32 | 125.51 | 3.81 | 3.81 | 0 | 4.97 | NA | 12749 | 2566 | 0 | 0 | 1.2 | 0.5001 | 162.22 | N
Titus CT | 4 | Petroleum Products | Combustion Turbine | Operating | 17 | 17 | 195750.15 | 129.32 | 125.51 | 3.81 | 3.81 | 0 | 4.97 | NA | 12749 | 1189 | 0 | 0 | 0.301 | 0.075 | 162.22 | N
Titus CT | 5 | Petroleum Products | Combustion Turbine | Operating | 18 | 18 | 195768.15 | 129.32 | 125.51 | 3.81 | 3.81 | 0 | 4.97 | NA | 12749 | 1258 | 0 | 0 | 0.301 | 0.075 | 162.22 | N
Dominion/Lo-Mar Gen CT | DOM1 | Petroleum Products | Combustion Turbine | Operating | 11.1 | 11.1 | 195779.25 | 129.97 | 126.16 | 3.81 | 3.81 | 0 | 4.97 | NA | 12749 | NA | NA | NA | 0.301 | 0.075 | 162.22 | N
Lebanon | 7 | Petroleum Products | Combustion Turbine | Operating | 6 | 6 | 195785.25 | 129.97 | 126.16 | 3.81 | 3.81 | 0 | 4.97 | NA | 12749 | NA | NA | NA | 0.301 | 0.075 | 162.22 | N
Lebanon | 9 | Petroleum Products | Combustion Turbine | Operating | 14 | 14 | 195799.25 | 129.97 | 126.16 | 3.81 | 3.81 | 0 | 4.97 | NA | 12749 | NA | NA | NA | 0.301 | 0.075 | 162.22 | N
Richmond CT | 92 | Petroleum Products | Combustion Turbine | Operating | 66 | 66 | 195865.25 | 132.34 | 117.29 | 15.05 | 15.05 | 0 | 4.11 | NA | 11852 | NA | NA | NA | 0.647 | 0.202 | 162.22 | N
Richmond CT | 91 | Petroleum Products | Combustion Turbine | Operating | 66 | 66 | 195931.25 | 133.86 | 118.81 | 15.05 | 15.05 | 0 | 4.11 | NA | 12006 | NA | NA | NA | 0.647 | 0.202 | 162.22 | N
Mercer | 1 | Coal | Steam Turbine | Retired | 316 | 316 | 196247.25 | 134.78 | 125.58 | 9.2 | 9.2 | 0 | 26.43 | NA | 63017 | 298858 | 0 | 0 | 0.0464 | 0.0099 | 122.7874 | N
Bay View Backup Power Facility | G1 | Petroleum Products | Internal Combustion | Operating | 2 | 2 | 196249.25 | 136.87 | 106.65 | 30.22 | 30.22 | 0 | 13.05 | NA | 10777 | NA | NA | NA | NA | NA | NA | Y
Easton 2 CT | 203 | Petroleum Products | Combustion Turbine | Operating | 5.1 | 5.1 | 196254.35 | 138.18 | 119.08 | 19.1 | 19.1 | 0 | 6.48 | NA | 12034 | NA | NA | NA | 0.301 | 0.075 | 162.22 | N
Easton 2 CT | 204 | Petroleum Products | Combustion Turbine | Operating | 5.1 | 5.1 | 196259.45 | 138.18 | 119.08 | 19.1 | 19.1 | 0 | 6.48 | NA | 12034 | NA | NA | NA | 0.301 | 0.075 | 162.22 | N
Temple SEGF Cogen Plant | 19G01 | Natural Gas | Internal Combustion | Operating | 1.6 | 1.6 | 196261.05 | 141.53 | 23.95 | 117.58 | 117.58 | 0 | 12.58 | NA | 12239 | NA | NA | NA | NA | NA | NA | Y
Temple SEGF Cogen Plant | 19G02 | Natural Gas | Internal Combustion | Operating | 1.6 | 1.6 | 196262.65 | 141.53 | 23.95 | 117.58 | 117.58 | 0 | 12.58 | NA | 12239 | NA | NA | NA | NA | NA | NA | Y
Temple SEGF Cogen Plant | 19G03 | Natural Gas | Internal Combustion | Operating | 1.6 | 1.6 | 196264.25 | 141.53 | 23.95 | 117.58 | 117.58 | 0 | 12.58 | NA | 12239 | NA | NA | NA | NA | NA | NA | Y
Temple SEGF Cogen Plant | 19G04 | Natural Gas | Internal Combustion | Operating | 1.6 | 1.6 | 196265.85 | 141.53 | 23.95 | 117.58 | 117.58 | 0 | 12.58 | NA | 12239 | NA | NA | NA | NA | NA | NA | Y
Temple SEGF Cogen Plant | 19G05 | Natural Gas | Internal Combustion | Operating | 1.6 | 1.6 | 196267.45 | 141.53 | 23.95 | 117.58 | 117.58 | 0 | 12.58 | NA | 12239 | NA | NA | NA | NA | NA | NA | Y
Temple SEGF Cogen Plant | 19G06 | Natural Gas | Internal Combustion | Operating | 1.6 | 1.6 | 196269.05 | 141.53 | 23.95 | 117.58 | 117.58 | 0 | 12.58 | NA | 12239 | NA | NA | NA | NA | NA | NA | Y
Temple SEGF Cogen Plant | 19G07 | Natural Gas | Internal Combustion | Operating | 1.6 | 1.6 | 196270.65 | 141.53 | 23.95 | 117.58 | 117.58 | 0 | 12.58 | NA | 12239 | NA | NA | NA | NA | NA | NA | Y
Temple SEGF Cogen Plant | 19G08 | Natural Gas | Internal Combustion | Operating | 1.6 | 1.6 | 196272.25 | 141.53 | 23.95 | 117.58 | 117.58 | 0 | 12.58 | NA | 12239 | NA | NA | NA | NA | NA | NA | Y
Temple SEGF Cogen Plant | 19G09 | Natural Gas | Internal Combustion | Operating | 1.6 | 1.6 | 196273.85 | 141.53 | 23.95 | 117.58 | 117.58 | 0 | 12.58 | NA | 12239 | NA | NA | NA | NA | NA | NA | Y
Temple SEGF Cogen Plant | 19G10 | Natural Gas | Internal Combustion | Operating | 1.6 | 1.6 | 196275.45 | 141.53 | 23.95 | 117.58 | 117.58 | 0 | 12.58 | NA | 12239 | NA | NA | NA | NA | NA | NA | Y
Hamilton, OH | 7 | Natural Gas | Steam Turbine | Mothballed | 25 | 25 | 196300.45 | 142.17 | 139.24 | 2.93 | 2.93 | 0 | 11.17 | NA | 53276 | NA | NA | NA | 0.153 | 0.029 | 120.44 | N
Bryan (OH) | 1 | Natural Gas | Combustion Turbine | Operating | 19.5 | 19.5 | 196319.95 | 148.1 | 49.54 | 98.56 | 98.56 | 0 | 6.72 | NA | 18445 | NA | NA | NA | 0.059 | 0.002 | 119.31 | N
Bryan (OH) | 2 | Natural Gas | Combustion Turbine | Operating | 19.5 | 19.5 | 196339.45 | 148.1 | 49.54 | 98.56 | 98.56 | 0 | 6.72 | NA | 18445 | NA | NA | NA | 0.059 | 0.002 | 119.31 | N
Bryan (OH) | 6 | Natural Gas | Combustion Turbine | Operating | 6 | 6 | 196345.45 | 148.1 | 49.54 | 98.56 | 98.56 | 0 | 6.72 | NA | 18445 | NA | NA | NA | 0.059 | 0.002 | 119.31 | N
General Electric Company | REGN | Petroleum Products | Internal Combustion | Operating | 4.2 | 4.2 | 196349.65 | 150.81 | 135.3 | 15.51 | 15.51 | 0 | 8.7 | NA | 13672 | NA | NA | NA | NA | NA | NA | Y
Easton | 10 | Petroleum Products | Internal Combustion | Operating | 3.5 | 3.5 | 196353.15 | 151.58 | 119.11 | 32.47 | 32.47 | 0 | 12.22 | NA | 12036 | NA | NA | NA | NA | NA | NA | N
Easton | 101 | Petroleum Products | Internal Combustion | Operating | 1.5 | 1.5 | 196354.65 | 151.58 | 119.11 | 32.47 | 32.47 | 0 | 12.22 | NA | 12036 | NA | NA | NA | NA | NA | NA | N
Easton | 102 | Petroleum Products | Internal Combustion | Operating | 1.5 | 1.5 | 196356.15 | 151.58 | 119.11 | 32.47 | 32.47 | 0 | 12.22 | NA | 12036 | NA | NA | NA | NA | NA | NA | N
Easton | 11 | Petroleum Products | Internal Combustion | Operating | 3.6 | 3.6 | 196359.75 | 151.58 | 119.11 | 32.47 | 32.47 | 0 | 12.22 | NA | 12036 | NA | NA | NA | NA | NA | NA | N
Easton | 12 | Petroleum Products | Internal Combustion | Operating | 4.1 | 4.1 | 196363.85 | 151.58 | 119.11 | 32.47 | 32.47 | 0 | 12.22 | NA | 12036 | NA | NA | NA | NA | NA | NA | N
Easton | 13 | Petroleum Products | Internal Combustion | Operating | 5.6 | 5.6 | 196369.45 | 151.58 | 119.11 | 32.47 | 32.47 | 0 | 12.22 | NA | 12036 | NA | NA | NA | NA | NA | NA | N
Easton | 14 | Petroleum Products | Internal Combustion | Operating | 5.6 | 5.6 | 196375.05 | 151.58 | 119.11 | 32.47 | 32.47 | 0 | 12.22 | NA | 12036 | NA | NA | NA | NA | NA | NA | N
Easton | 7 | Petroleum Products | Internal Combustion | Operating | 2 | 2 | 196377.05 | 151.58 | 119.11 | 32.47 | 32.47 | 0 | 12.22 | NA | 12036 | NA | NA | NA | NA | NA | NA | N
Easton | 8 | Petroleum Products | Internal Combustion | Operating | 2 | 2 | 196379.05 | 151.58 | 119.11 | 32.47 | 32.47 | 0 | 12.22 | NA | 12036 | NA | NA | NA | NA | NA | NA | N
Easton | 9 | Petroleum Products | Internal Combustion | Operating | 2.5 | 2.5 | 196381.55 | 151.58 | 119.11 | 32.47 | 32.47 | 0 | 12.22 | NA | 12036 | NA | NA | NA | NA | NA | NA | N
Easton 2 | 201 | Petroleum Products | Internal Combustion | Operating | 1.5 | 1.5 | 196383.05 | 154.86 | 119.32 | 35.54 | 35.54 | 0 | 12.62 | NA | 12057 | NA | NA | NA | NA | NA | NA | N
Easton 2 | 202 | Petroleum Products | Internal Combustion | Operating | 1.5 | 1.5 | 196384.55 | 154.86 | 119.32 | 35.54 | 35.54 | 0 | 12.62 | NA | 12057 | NA | NA | NA | NA | NA | NA | N
Easton 2 | 21 | Petroleum Products | Internal Combustion | Operating | 6.2 | 6.2 | 196390.75 | 154.86 | 119.32 | 35.54 | 35.54 | 0 | 12.62 | NA | 12057 | NA | NA | NA | NA | NA | NA | N
Easton 2 | 22 | Petroleum Products | Internal Combustion | Operating | 6.2 | 6.2 | 196396.95 | 154.86 | 119.32 | 35.54 | 35.54 | 0 | 12.62 | NA | 12057 | NA | NA | NA | NA | NA | NA | N
New Knoxville | 1 | Petroleum Products | Internal Combustion | Operating | 1 | 1 | 196397.95 | 155.55 | 148.44 | 7.11 | 7.11 | 0 | 1.33 | NA | 15000 | NA | NA | NA | NA | NA | NA | N
Crisfield | CRIS | Petroleum Products | Internal Combustion | Operating | 2.6 | 2.6 | 196400.55 | 156.65 | 101.78 | 54.87 | 54.87 | 0 | 10.49 | NA | 10285 | NA | NA | NA | NA | NA | NA | N
Crisfield | CRS2 | Petroleum Products | Internal Combustion | Operating | 2.6 | 2.6 | 196403.15 | 156.65 | 101.78 | 54.87 | 54.87 | 0 | 10.49 | NA | 10285 | NA | NA | NA | NA | NA | NA | N
Crisfield | CRS3 | Petroleum Products | Internal Combustion | Operating | 2.6 | 2.6 | 196405.75 | 156.65 | 101.78 | 54.87 | 54.87 | 0 | 10.49 | NA | 10285 | NA | NA | NA | NA | NA | NA | N
Crisfield | CRS4 | Petroleum Products | Internal Combustion | Operating | 2.6 | 2.6 | 196408.35 | 156.65 | 101.78 | 54.87 | 54.87 | 0 | 10.49 | NA | 10285 | NA | NA | NA | NA | NA | NA | N
Moser | 1 | Petroleum Products | Combustion Turbine | Operating | 20 | 20 | 196428.35 | 157.02 | 132.71 | 24.32 | 24.32 | 0 | 5.46 | NA | 13410 | NA | NA | NA | 0.301 | 0.075 | 162.22 | N
Moser | 2 | Petroleum Products | Combustion Turbine | Operating | 20 | 20 | 196448.35 | 157.02 | 132.71 | 24.32 | 24.32 | 0 | 5.46 | NA | 13410 | NA | NA | NA | 0.301 | 0.075 | 162.22 | N
Moser | 3 | Petroleum Products | Combustion Turbine | Operating | 20 | 20 | 196468.35 | 157.02 | 132.71 | 24.32 | 24.32 | 0 | 5.46 | NA | 13410 | NA | NA | NA | 0.301 | 0.075 | 162.22 | N
Bryan (OH) IC | 5 | Petroleum Products | Internal Combustion | Operating | 2.5 | 2.5 | 196470.85 | 158.84 | 151.74 | 7.11 | 7.11 | 0 | 0.62 | NA | 15333 | NA | NA | NA | NA | NA | NA | N
Orrtanna | 1 | Petroleum Products | Combustion Turbine | Operating | 26 | 26 | 196496.85 | 160.48 | 156.67 | 3.81 | 3.81 | 0 | 4.97 | NA | 15832 | NA | NA | NA | 0.301 | 0.075 | 162.22 | N
Eastern Correctional Institute IC | DG1 | Petroleum Products | Internal Combustion | Operating | 1 | 1 | 196497.85 | 161.38 | 102.2 | 59.18 | 59.18 | 0 | 4.52 | NA | 10327 | NA | NA | NA | NA | NA | NA | Y
Eastern Correctional Institute IC | DG2 | Petroleum Products | Internal Combustion | Operating | 1 | 1 | 196498.85 | 161.38 | 102.2 | 59.18 | 59.18 | 0 | 4.52 | NA | 10327 | NA | NA | NA | NA | NA | NA | Y
North Ninth Street | 1 | Petroleum Products | Internal Combustion | Operating | 0.6 | 0.6 | 196499.45 | 163.41 | 98.9 | 64.51 | 64.51 | 0 | 10.01 | NA | 9994 | NA | NA | NA | NA | NA | NA | N
North Ninth Street | 4 | Petroleum Products | Internal Combustion | Operating | 0.7 | 0.7 | 196500.15 | 163.41 | 98.9 | 64.51 | 64.51 | 0 | 10.01 | NA | 9994 | NA | NA | NA | NA | NA | NA | N
North Ninth Street | 8 | Petroleum Products | Internal Combustion | Operating | 0.5 | 0.5 | 196500.65 | 163.41 | 98.9 | 64.51 | 64.51 | 0 | 10.01 | NA | 9994 | NA | NA | NA | NA | NA | NA | N
Tolna | 2 | Petroleum Products | Combustion Turbine | Operating | 25 | 25 | 196525.65 | 167.89 | 164.08 | 3.81 | 3.81 | 0 | 4.97 | NA | 16581 | NA | NA | NA | 0.6615 | 0.1009 | 162.22 | N
Tolna | 1 | Petroleum Products | Combustion Turbine | Operating | 25 | 25 | 196550.65 | 172.18 | 168.38 | 3.81 | 3.81 | 0 | 4.97 | NA | 17015 | NA | NA | NA | 0.6589 | 0.101 | 162.22 | N
Hunterstown | 1 | Petroleum Products | Combustion Turbine | Operating | 25 | 25 | 196575.65 | 178.02 | 174.22 | 3.81 | 3.81 | 0 | 4.97 | NA | 17605 | NA | NA | NA | 0.301 | 0.075 | 162.22 | N
Hunterstown | 2 | Petroleum Products | Combustion Turbine | Operating | 25 | 25 | 196600.65 | 178.02 | 174.22 | 3.81 | 3.81 | 0 | 4.97 | NA | 17605 | NA | NA | NA | 0.301 | 0.075 | 162.22 | N
Hunterstown | 3 | Petroleum Products | Combustion Turbine | Operating | 25 | 25 | 196625.65 | 178.02 | 174.22 | 3.81 | 3.81 | 0 | 4.97 | NA | 17605 | NA | NA | NA | 0.301 | 0.075 | 162.22 | N
Hamilton | 1 | Petroleum Products | Combustion Turbine | Operating | 24 | 24 | 196649.65 | 178.72 | 174.91 | 3.81 | 3.81 | 0 | 4.97 | NA | 17675 | NA | NA | NA | 0.301 | 0.075 | 162.22 | N
Bowling Green Generating Station | CT1 | Natural Gas | Combustion Turbine | Operating | 16.5 | 16.5 | 196666.15 | 179.74 | 44.19 | 135.55 | 135.55 | 0 | 4.06 | NA | 16453 | NA | NA | NA | 0.015 | 0.0006 | 117.9988 | N
Bowling Green Generating Station | CT2 | Natural Gas | Combustion Turbine | Operating | 8.25 | 8.25 | 196674.4 | 179.74 | 44.19 | 135.55 | 135.55 | 0 | 4.06 | NA | 16453 | NA | NA | NA | 0.015 | 0.0006 | 117.9988 | N
Sayreville CT | GT2 | Natural Gas | Combustion Turbine | Operating | 70 | 70 | 196744.4 | 182.49 | 84.95 | 97.54 | 97.54 | 0 | 3.71 | 428.68 | 26341 | 27767 | 1054 | 0.17 | 0.15 | 0.0278 | 123.9221 | N
Sayreville CT | GT4 | Natural Gas | Combustion Turbine | Operating | 70 | 70 | 196814.4 | 182.51 | 84.97 | 97.54 | 97.54 | 0 | 3.71 | 420.52 | 26345 | 28725 | 1090 | 0.18 | 0.15 | 0.0275 | 123.8362 | N
Sayreville CT | GT3 | Natural Gas | Combustion Turbine | Operating | 70 | 70 | 196884.4 | 186.57 | 89.03 | 97.54 | 97.54 | 0 | 3.71 | 425.48 | 27604 | 29985 | 1086 | 0.18 | 0.15 | 0.0117 | 120.4726 | N
Mountain | 2 | Petroleum Products | Combustion Turbine | Operating | 25 | 25 | 196909.4 | 188.19 | 159.2 | 28.98 | 28.98 | 0 | 5.8 | NA | 16088 | NA | NA | NA | 0.6465 | 0.101 | 162.22 | N
Mountain | 1 | Petroleum Products | Combustion Turbine | Operating | 25 | 25 | 196934.4 | 190.74 | 161.76 | 28.98 | 28.98 | 0 | 5.8 | NA | 16346 | NA | NA | NA | 0.6485 | 0.101 | 162.22 | N
Hamilton, OH CT | GT2 | Natural Gas | Combustion Turbine | Operating | 16 | 16 | 196950.4 | 191.18 | 84.71 | 106.47 | 106.47 | 0 | 11.69 | NA | 32414 | NA | NA | NA | 0.059 | 0.002 | 119.31 | Y
Sayreville CT | GT1 | Petroleum Products | Combustion Turbine | Operating | 70 | 70 | 197020.4 | 193.18 | 95.64 | 97.54 | 97.54 | 0 | 3.71 | 706.85 | 29654 | 14982 | 505 | 0.08 | 0.15 | 0.0512 | 129.0679 | N
Tasley | TAS | Petroleum Products | Combustion Turbine | Operating | 40.3 | 40.3 | 197060.7 | 193.76 | 154.05 | 39.7 | 39.7 | 0 | 6.44 | NA | 15567 | NA | NA | NA | 1.2 | 0.0213 | 162.22 | N
Warren CT | 3 | Petroleum Products | Combustion Turbine | Operating | 57 | 57 | 197117.7 | 194.74 | 173.79 | 20.95 | 20.95 | 0 | 5.47 | NA | 17561 | NA | NA | NA | 0.7885 | 0.001 | 162.22 | N
Edenton Generators | 1 | Petroleum Products | Internal Combustion | Operating | 1.2 | 1.2 | 197118.9 | 198.87 | 97.66 | 101.21 | 101.21 | 0 | 6.02 | NA | 9869 | NA | NA | NA | NA | NA | NA | N
Edenton Generators | 2 | Petroleum Products | Internal Combustion | Operating | 1.2 | 1.2 | 197120.1 | 198.87 | 97.66 | 101.21 | 101.21 | 0 | 6.02 | NA | 9869 | NA | NA | NA | NA | NA | NA | N
Dicks Creek | 1 | Natural Gas | Combustion Turbine | Operating | 110 | 110 | 197230.1 | 199.57 | 73.43 | 126.14 | 126.14 | 0 | 4.28 | 567.02 | 28096 | 35964 | 1280 | 0.13 | 0.7 | 0.0006 | 119.31 | N
Dicks Creek | 3 | Natural Gas | Combustion Turbine | Operating | 19.5 | 19.5 | 197249.6 | 199.57 | 73.43 | 126.14 | 126.14 | 0 | 4.28 | 567.02 | 28096 | 6375 | 227 | 0.13 | 0.7 | 0.0006 | 119.31 | N
Dicks Creek | 4 | Petroleum Products | Combustion Turbine | Operating | 21.4 | 21.4 | 197271 | 199.57 | 73.43 | 126.14 | 126.14 | 0 | 4.28 | 567.02 | 28096 | 6997 | 249 | 0.13 | 0.7 | 0.0006 | 162.22 | N
Dicks Creek | 5 | Petroleum Products | Combustion Turbine | Operating | 21.4 | 21.4 | 197292.4 | 199.57 | 73.43 | 126.14 | 126.14 | 0 | 4.28 | 567.02 | 28096 | 6997 | 249 | 0.13 | 0.7 | 0.0006 | 162.22 | N
Central Utility IC Plant at White Oak | G10 | Petroleum Products | Internal Combustion | Operating | 2.3 | 2.3 | 197294.7 | 199.85 | 114.86 | 85 | 85 | 0 | 12.86 | NA | 11606 | NA | NA | NA | NA | NA | NA | Y
Central Utility IC Plant at White Oak | G11 | Petroleum Products | Internal Combustion | Operating | 2.3 | 2.3 | 197297 | 199.85 | 114.86 | 85 | 85 | 0 | 12.86 | NA | 11606 | NA | NA | NA | NA | NA | NA | Y
Central Utility IC Plant at White Oak | G2 | Petroleum Products | Internal Combustion | Operating | 2.3 | 2.3 | 197299.3 | 199.85 | 114.86 | 85 | 85 | 0 | 12.86 | NA | 11606 | NA | NA | NA | NA | NA | NA | Y
Dover CT | 6 | Natural Gas | Combustion Turbine | Operating | 15.3 | 15.3 | 197314.6 | 199.91 | 33.81 | 166.1 | 166.1 | 0 | 7.8 | NA | 19853 | NA | NA | NA | 0.059 | 0.002 | 119.31 | N
Delaware CT | 10 | Petroleum Products | Combustion Turbine | Operating | 18 | 18 | 197332.6 | 205.37 | 136.25 | 69.12 | 69.12 | 0 | 5.06 | NA | 13768 | NA | NA | NA | 0.301 | 0.075 | 162.22 | N
Delaware CT | 11 | Petroleum Products | Combustion Turbine | Operating | 18 | 18 | 197350.6 | 205.37 | 136.25 | 69.12 | 69.12 | 0 | 5.06 | NA | 13768 | NA | NA | NA | 0.301 | 0.075 | 162.22 | N
Delaware CT | 12 | Petroleum Products | Combustion Turbine | Operating | 18 | 18 | 197368.6 | 205.37 | 136.25 | 69.12 | 69.12 | 0 | 5.06 | NA | 13768 | NA | NA | NA | 0.301 | 0.075 | 162.22 | N
Delaware CT | 9 | Petroleum Products | Combustion Turbine | Operating | 20 | 20 | 197388.6 | 205.37 | 136.25 | 69.12 | 69.12 | 0 | 5.06 | NA | 13768 | NA | NA | NA | 0.301 | 0.075 | 162.22 | N
Croydon | 42 | Petroleum Products | Combustion Turbine | Operating | 64 | 64 | 197452.6 | 212.81 | 96.54 | 116.27 | 116.27 | 0 | 3.4 | 591.23 | 9725 | 5592 | 575 | 0.1 | 0.647 | 0.202 | 162.22 | N
Vienna CT | 10 | Petroleum Products | Combustion Turbine | Operating | 14.3 | 14.3 | 197466.9 | 215.78 | 149.57 | 66.21 | 66.21 | 0 | 13.36 | NA | 15114 | NA | NA | NA | 0.301 | 0.075 | 162.22 | N
Philadelphia Road | GT1 | Petroleum Products | Combustion Turbine | Operating | 15.3 | 15.3 | 197482.2 | 216.79 | 185.55 | 31.24 | 31.24 | 0 | 5.42 | NA | 18750 | NA | NA | NA | 0.301 | 0.075 | 162.22 | N
Philadelphia Road | GT2 | Petroleum Products | Combustion Turbine | Operating | 16 | 16 | 197498.2 | 216.79 | 185.55 | 31.24 | 31.24 | 0 | 5.42 | NA | 18750 | NA | NA | NA | 0.301 | 0.075 | 162.22 | N
Philadelphia Road | GT3 | Petroleum Products | Combustion Turbine | Operating | 14.8 | 14.8 | 197513 | 216.79 | 185.55 | 31.24 | 31.24 | 0 | 5.42 | NA | 18750 | NA | NA | NA | 0.301 | 0.075 | 162.22 | N
Philadelphia Road | GT4 | Petroleum Products | Combustion Turbine | Operating | 14.8 | 14.8 | 197527.8 | 216.79 | 185.55 | 31.24 | 31.24 | 0 | 5.42 | NA | 18750 | NA | NA | NA | 0.301 | 0.075 | 162.22 | N
Dover IC | 5 | Petroleum Products | Internal Combustion | Operating | 2.4 | 2.4 | 197530.2 | 218.03 | 101.2 | 116.83 | 116.83 | 0 | 0.62 | NA | 10227 | NA | NA | NA | NA | NA | NA | N
Southwark | 3 | Petroleum Products | Combustion Turbine | Operating | 18 | 18 | 197548.2 | 225.49 | 143.71 | 81.78 | 81.78 | 0 | 5.2 | NA | 14522 | NA | NA | NA | 0.301 | 0.075 | 162.22 | N
Southwark | 4 | Petroleum Products | Combustion Turbine | Operating | 18 | 18 | 197566.2 | 225.49 | 143.71 | 81.78 | 81.78 | 0 | 5.2 | NA | 14522 | NA | NA | NA | 0.301 | 0.075 | 162.22 | N
Southwark | 5 | Petroleum Products | Combustion Turbine | Operating | 18 | 18 | 197584.2 | 225.49 | 143.71 | 81.78 | 81.78 | 0 | 5.2 | NA | 14522 | NA | NA | NA | 0.301 | 0.075 | 162.22 | N
Southwark | 6 | Petroleum Products | Combustion Turbine | Operating | 18 | 18 | 197602.2 | 225.49 | 143.71 | 81.78 | 81.78 | 0 | 5.2 | NA | 14522 | NA | NA | NA | 0.301 | 0.075 | 162.22 | N
Buxton | 1A | Petroleum Products | Internal Combustion | Operating | 1 | 1 | 197603.2 | 225.76 | 134.18 | 91.58 | 91.58 | 0 | 12.43 | NA | 13559 | NA | NA | NA | NA | NA | NA | N
Buxton | 2A | Petroleum Products | Internal Combustion | Operating | 1 | 1 | 197604.21 | 225.76 | 134.18 | 91.58 | 91.58 | 0 | 12.43 | NA | 13559 | NA | NA | NA | NA | NA | NA | N
Buxton | 3A | Petroleum Products | Internal Combustion | Operating | 1 | 1 | 197605.21 | 225.76 | 134.18 | 91.58 | 91.58 | 0 | 12.43 | NA | 13559 | NA | NA | NA | NA | NA | NA | N
Buxton | 4A | Petroleum Products | Internal Combustion | Operating | 1 | 1 | 197606.21 | 225.76 | 134.18 | 91.58 | 91.58 | 0 | 12.43 | NA | 13559 | NA | NA | NA | NA | NA | NA | N
Buxton | 5A | Petroleum Products | Internal Combustion | Operating | 1 | 1 | 197607.21 | 225.76 | 134.18 | 91.58 | 91.58 | 0 | 12.43 | NA | 13559 | NA | NA | NA | NA | NA | NA | N
Salem Electric Department | 1 | Petroleum Products | Internal Combustion | Operating | 1.3 | 1.3 | 197608.51 | 230.18 | 101.29 | 128.89 | 128.89 | 0 | 9.4 | NA | 10235 | NA | NA | NA | NA | NA | NA | N
Chester | 7 | Petroleum Products | Combustion Turbine | Operating | 18 | 18 | 197626.51 | 235.42 | 139.15 | 96.27 | 96.27 | 0 | 5.77 | NA | 14061 | NA | NA | NA | 0.301 | 0.075 | 162.22 | N
Chester | 8 | Petroleum Products | Combustion Turbine | Operating | 18 | 18 | 197644.51 | 235.42 | 139.15 | 96.27 | 96.27 | 0 | 5.77 | NA | 14061 | NA | NA | NA | 0.301 | 0.075 | 162.22 | N
Chester | 9 | Petroleum Products | Combustion Turbine | Operating | 18 | 18 | 197662.51 | 235.42 | 139.15 | 96.27 | 96.27 | 0 | 5.77 | NA | 14061 | NA | NA | NA | 0.301 | 0.075 | 162.22 | N
Morgantown CT | 3 | Petroleum Products | Combustion Turbine | Operating | 59 | 59 | 197721.51 | 237.68 | 179.08 | 58.59 | 58.59 | 0 | 3.76 | 403.9 | 18065 | 24120 | 1335 | 0.26 | 0.542 | 0.303 | 162.0396 | N
Morgantown CT | 4 | Petroleum Products | Combustion Turbine | Operating | 59 | 59 | 197780.51 | 237.68 | 179.08 | 58.59 | 58.59 | 0 | 3.76 | 403.9 | 18065 | 24120 | 1335 | 0.26 | 0.542 | 0.303 | 161.9819 | N
Morgantown CT | 5 | Petroleum Products | Combustion Turbine | Operating | 59 | 59 | 197839.51 | 237.68 | 179.08 | 58.59 | 58.59 | 0 | 3.76 | 403.9 | 18065 | 24120 | 1335 | 0.26 | 0.542 | 0.303 | 161.9443 | N
Morgantown CT | 6 | Petroleum Products | Combustion Turbine | Operating | 59 | 59 | 197898.51 | 237.68 | 179.08 | 58.59 | 58.59 | 0 | 3.76 | 403.9 | 18065 | 24120 | 1335 | 0.26 | 0.542 | 0.303 | 161.988 | N
Morgantown CT | GT1 | Petroleum Products | Combustion Turbine | Operating | 17 | 17 | 197915.51 | 237.68 | 179.08 | 58.59 | 58.59 | 0 | 3.76 | 403.9 | 18065 | 6950 | 385 | 0.26 | 0.542 | 0.303 | 161.9864 | N
Morgantown CT | GT2 | Petroleum Products | Combustion Turbine | Operating | 17 | 17 | 197932.51 | 237.68 | 179.08 | 58.59 | 58.59 | 0 | 3.76 | 403.9 | 18065 | 6950 | 385 | 0.26 | 0.542 | 0.303 | 161.9864 | N
Falls | 1 | Petroleum Products | Combustion Turbine | Operating | 20 | 20 | 197952.51 | 238.12 | 136.68 | 101.44 | 101.44 | 0 | 5.46 | NA | 13811 | NA | NA | NA | 0.301 | 0.075 | 162.22 | N
Falls | 2 | Petroleum Products | Combustion Turbine | Operating | 20 | 20 | 197972.51 | 238.12 | 136.68 | 101.44 | 101.44 | 0 | 5.46 | NA | 13811 | NA | NA | NA | 0.301 | 0.075 | 162.22 | N
Falls | 3 | Petroleum Products | Combustion Turbine | Operating | 20 | 20 | 197992.51 | 238.12 | 136.68 | 101.44 | 101.44 | 0 | 5.46 | NA | 13811 | NA | NA | NA | 0.301 | 0.075 | 162.22 | N
Sturgis City Diesel | 6 | Natural Gas | Internal Combustion | Operating | 6 | 6 | 197998.51 | 240.35 | 37.61 | 202.74 | 202.74 | 0 | 9.73 | NA | 14018 | NA | NA | NA | NA | NA | NA | N
University of Notre Dame IC | GEN3 | Petroleum Products | Internal Combustion | Operating | 1 | 1 | 197999.51 | 245.4 | 73.54 | 171.86 | 171.86 | 0 | 7.84 | NA | 7432 | NA | NA | NA | NA | NA | NA | Y
University of Notre Dame IC | GEN4 | Petroleum Products | Internal Combustion | Operating | 1 | 1 | 198000.51 | 245.4 | 73.54 | 171.86 | 171.86 | 0 | 7.84 | NA | 7432 | NA | NA | NA | NA | NA | NA | Y
University of Notre Dame IC | GEN8 | Petroleum Products | Internal Combustion | Operating | 1.8 | 1.8 | 198002.31 | 245.4 | 73.54 | 171.86 | 171.86 | 0 | 7.84 | NA | 7432 | NA | NA | NA | NA | NA | NA | Y
University of Notre Dame IC | GEN9 | Petroleum Products | Internal Combustion | Operating | 1.8 | 1.8 | 198004.11 | 245.4 | 73.54 | 171.86 | 171.86 | 0 | 7.84 | NA | 7432 | NA | NA | NA | NA | NA | NA | Y
University of Notre Dame IC | GN10 | Petroleum Products | Internal Combustion | Operating | 1.8 | 1.8 | 198005.91 | 245.4 | 73.54 | 171.86 | 171.86 | 0 | 7.84 | NA | 7432 | NA | NA | NA | NA | NA | NA | Y
Collinwood | 3 | Natural Gas | Combustion Turbine | Operating | 18 | 18 | 198023.91 | 245.95 | 84.06 | 161.9 | 161.9 | 0 | 10.74 | NA | 30420 | NA | NA | NA | 0.059 | 0.002 | 119.31 | N
Shawnee CT | 1 | Petroleum Products | Combustion Turbine | Operating | 24 | 24 | 198047.91 | 248.05 | 244.24 | 3.81 | 3.81 | 0 | 4.97 | NA | 24681 | NA | NA | NA | 0.301 | 0.075 | 162.22 | N
Triton East and West Cogeneration | 1 | Natural Gas | Internal Combustion | Operating | 0.8 | 0.8 | 198048.71 | 253.76 | 16.26 | 237.5 | 237.5 | 0 | 10.54 | NA | 6060 | NA | NA | NA | NA | NA | NA | Y
Triton East and West Cogeneration | 2 | Natural Gas | Internal Combustion | Operating | 0.8 | 0.8 | 198049.51 | 253.76 | 16.26 | 237.5 | 237.5 | 0 | 10.54 | NA | 6060 | NA | NA | NA | NA | NA | NA | Y
Triton East and West Cogeneration | 3 | Natural Gas | Internal Combustion | Operating | 0.8 | 0.8 | 198050.31 | 253.76 | 16.26 | 237.5 | 237.5 | 0 | 10.54 | NA | 6060 | NA | NA | NA | NA | NA | NA | Y
Triton East and West Cogeneration | 4 | Natural Gas | Internal Combustion | Operating | 0.8 | 0.8 | 198051.11 | 253.76 | 16.26 | 237.5 | 237.5 | 0 | 10.54 | NA | 6060 | NA | NA | NA | NA | NA | NA | Y
Triton East and West Cogeneration | 5 | Natural Gas | Internal Combustion | Operating | 0.3 | 0.3 | 198051.41 | 253.77 | 16.27 | 237.5 | 237.5 | 0 | 10.54 | NA | 6064 | NA | NA | NA | NA | NA | NA | Y
Croydon | 32 | Petroleum Products | Combustion Turbine | Operating | 64 | 64 | 198115.41 | 254.41 | 138.13 | 116.27 | 116.27 | 0 | 3.4 | 518.38 | 13915 | 11471 | 824 | 0.15 | 0.647 | 0.202 | 162.22 | N
Croydon | 12 | Petroleum Products | Combustion Turbine | Operating | 64 | 64 | 198179.41 | 254.67 | 138.39 | 116.27 | 116.27 | 0 | 3.4 | 491.23 | 13941 | 12824 | 920 | 0.16 | 0.647 | 0.202 | 162.22 | N
Croydon | 22 | Petroleum Products | Combustion Turbine | Operating | 64 | 64 | 198243.41 | 258.8 | 142.52 | 116.27 | 116.27 | 0 | 3.4 | 598.07 | 14358 | 9209 | 641 | 0.11 | 0.647 | 0.202 | 162.22 | N
Croydon | 11 | Petroleum Products | Combustion Turbine | Operating | 64 | 64 | 198307.41 | 259.57 | 143.29 | 116.27 | 116.27 | 0 | 3.4 | 756.02 | 14435 | 6327 | 438 | 0.08 | 0.647 | 0.202 | 162.22 | N
Croydon | 21 | Petroleum Products | Combustion Turbine | Operating | 64 | 64 | 198371.41 | 259.83 | 143.55 | 116.27 | 116.27 | 0 | 3.4 | 508.34 | 14461 | 12662 | 876 | 0.16 | 0.647 | 0.202 | 162.22 | N
Croydon | 31 | Petroleum Products | Combustion Turbine | Operating | 64 | 64 | 198435.41 | 263 | 146.73 | 116.27 | 116.27 | 0 | 3.4 | 620.78 | 14781 | 8990 | 608 | 0.11 | 0.647 | 0.202 | 162.22 | N
St. Marys CT | 7 | Petroleum Products | Combustion Turbine | Operating | 12 | 12 | 198447.41 | 264.26 | 191.36 | 72.89 | 72.89 | 0 | 6.32 | NA | 19338 | NA | NA | NA | 0.301 | 0.075 | 162.22 | N
Riverside Jet | GT7 | Petroleum Products | Combustion Turbine | Operating | 19 | 19 | 198466.41 | 264.41 | 194.85 | 69.56 | 69.56 | 0 | 7.89 | 478.91 | 19432 | 13585 | 699 | 0.42 | 0.048 | 0.015 | 162.27 | N
Riverside Jet | GT8 | Petroleum Products | Combustion Turbine | Operating | 20 | 20 | 198486.41 | 264.41 | 194.85 | 69.56 | 69.56 | 0 | 7.89 | 478.91 | 19432 | 14300 | 736 | 0.42 | 0.048 | 0.015 | 162.27 | N
Croydon | 41 | Petroleum Products | Combustion Turbine | Operating | 64 | 64 | 198550.41 | 264.48 | 148.21 | 116.27 | 116.27 | 0 | 3.4 | 763.23 | 14930 | 6514 | 436 | 0.08 | 0.647 | 0.202 | 162.22 | N
Marcus Hook Cogeneration | GEN1 | Natural Gas | Combustion Turbine | Operating | 50 | 50 | 198600.41 | 265.27 | 11.55 | 253.72 | 253.72 | 0 | 4.86 | NA | 5901 | NA | NA | NA | 0.561 | 0.002 | 119.31 | Y
West Spring Street | 7 | Petroleum Products | Internal Combustion | Operating | 1.5 | 1.5 | 198601.91 | 265.53 | 95.15 | 170.38 | 170.38 | 0 | 5.52 | NA | 9615 | NA | NA | NA | NA | NA | NA | N
Central Utility Plant Cincinnati (IC) | P005 | Petroleum Products | Internal Combustion | Operating | 1.9 | 1.9 | 198603.81 | 266.98 | 87.86 | 179.12 | 179.12 | 0 | 9.65 | NA | 8878 | NA | NA | NA | NA | NA | NA | Y
Hunterdon Cogeneration Facility | 1 | Natural Gas | Combustion Turbine | Operating | 4.1 | 4.1 | 198607.91 | 269.72 | 16 | 253.72 | 253.72 | 0 | 13.98 | NA | 7079 | NA | NA | NA | 0.059 | 0.002 | 119.31 | Y
J.M. Stuart IC | D1 | Petroleum Products | Internal Combustion | Operating | 2.2 | 2.2 | 198610.11 | 272.24 | 136.8 | 135.43 | 135.43 | 0 | 0 | 272.24 | 11535 | 453 | 39 | 0.2 | NA | NA | NA | N
J.M. Stuart IC | D2 | Petroleum Products | Internal Combustion | Operating | 2.2 | 2.2 | 198612.31 | 272.24 | 136.8 | 135.43 | 135.43 | 0 | 0 | 272.24 | 11535 | 453 | 39 | 0.2 | NA | NA | NA | N
J.M. Stuart IC | D3 | Petroleum Products | Internal Combustion | Operating | 2.2 | 2.2 | 198614.51 | 272.24 | 136.8 | 135.43 | 135.43 | 0 | 0 | 272.24 | 11535 | 453 | 39 | 0.2 | NA | NA | NA | N
J.M. Stuart IC | D4 | Petroleum Products | Internal Combustion | Operating | 2.2 | 2.2 | 198616.71 | 272.24 | 136.8 | 135.43 | 135.43 | 0 | 0 | 272.24 | 11535 | 453 | 39 | 0.2 | NA | NA | NA | N
Northwest Community Hospital | 1 | Natural Gas | Internal Combustion | Operating | 1.1 | 1.1 | 198617.81 | 272.49 | 30.53 | 241.95 | 241.95 | 0 | 10.62 | NA | 11380 | NA | NA | NA | NA | NA | NA | Y
Northwest Community Hospital | 2 | Natural Gas | Internal Combustion | Operating | 1.1 | 1.1 | 198618.91 | 272.49 | 30.53 | 241.95 | 241.95 | 0 | 10.62 | NA | 11380 | NA | NA | NA | NA | NA | NA | Y
Northwest Community Hospital | 3 | Natural Gas | Internal Combustion | Operating | 1.1 | 1.1 | 198620.01 | 272.49 | 30.53 | 241.95 | 241.95 | 0 | 10.62 | NA | 11380 | NA | NA | NA | NA | NA | NA | Y
Northwest Community Hospital | 4 | Natural Gas | Internal Combustion | Operating | 1.1 | 1.1 | 198621.11 | 272.49 | 30.53 | 241.95 | 241.95 | 0 | 10.62 | NA | 11380 | NA | NA | NA | NA | NA | NA | Y
Christiana | CH11 | Petroleum Products | Combustion Turbine | Operating | 25 | 25 | 198646.11 | 276.12 | 179.54 | 96.58 | 96.58 | 0 | 5.74 | NA | 18143 | NA | NA | NA | 0.6073 | 0.075 | 161.9475 | N
Christiana | CH14 | Petroleum Products | Combustion Turbine | Operating | 25 | 25 | 198671.11 | 276.12 | 179.54 | 96.58 | 96.58 | 0 | 5.74 | NA | 18143 | NA | NA | NA | 0.6073 | 0.075 | 161.9475 | N
West Station | 1 | Petroleum Products | Combustion Turbine | Operating | 29 | 29 | 198700.11 | 281.66 | 179.19 | 102.47 | 102.47 | 0 | 7.74 | NA | 18107 | NA | NA | NA | 0.3693 | 0.0022 | 161.9225 | N
IIT Cogeneration Facility | GEN1 | Natural Gas | Combustion Turbine | Operating | 3.7 | 3.7 | 198703.81 | 281.67 | 27.95 | 253.72 | 253.72 | 0 | 13.23 | NA | 10417 | NA | NA | NA | 0.059 | 0.002 | 119.31 | Y
IIT Cogeneration Facility | GEN2 | Natural Gas | Combustion Turbine | Operating | 3.7 | 3.7 | 198707.51 | 281.67 | 27.95 | 253.72 | 253.72 | 0 | 13.23 | NA | 10417 | NA | NA | NA | 0.059 | 0.002 | 119.31 | Y
Hazleton Cogeneration | GEN4 | Natural Gas | Combustion Turbine | Operating | 31.2 | 31.2 | 198738.71 | 282.74 | 29.01 | 253.72 | 253.72 | 0 | 3.66 | NA | 14826 | NA | NA | NA | 0.1318 | 0.0097 | 126.791 | Y
C.P. Crane CT | GT1 | Petroleum Products | Combustion Turbine | Operating | 14 | 14 | 198752.71 | 282.75 | 180.12 | 102.63 | 102.63 | 0 | 13.98 | 549.4 | 18379 | 13490 | 734 | 0.6 | 0.301 | 0.075 | 162.22 | N
Hazleton Cogeneration | GEN3 | Natural Gas | Combustion Turbine | Operating | 31 | 31 | 198783.71 | 283.47 | 29.75 | 253.72 | 253.72 | 0 | 3.66 | NA | 15203 | NA | NA | NA | 0.2053 | 0.0086 | 125.893 | Y
Hazleton Cogeneration | GEN2 | Natural Gas | Combustion Turbine | Operating | 29.8 | 29.8 | 198813.51 | 284.35 | 30.63 | 253.72 | 253.72 | 0 | 3.66 | NA | 15652 | NA | NA | NA | 0.1096 | 0.0091 | 126.0723 | Y
Belle Haven Diesel Generation Facility | BDG10 | Petroleum Products | Internal Combustion | Operating | 2 | 2 | 198815.51 | 284.74 | 109.03 | 175.71 | 175.71 | 0 | 11.33 | NA | 9194 | NA | NA | NA | NA | NA | NA | N
Belle Haven Diesel Generation Facility | BDG9 | Petroleum Products | Internal Combustion | Operating | 2 | 2 | 198817.51 | 284.74 | 109.03 | 175.71 | 175.71 | 0 | 11.33 | NA | 9194 | NA | NA | NA | NA | NA | NA | N
Onancock Diesel Generation Facility | ODG7 | Petroleum Products | Internal Combustion | Operating | 2 | 2 | 198819.51 | 287.63 | 109.03 | 178.6 | 178.6 | 0 | 11.33 | NA | 9194 | NA | NA | NA | NA | NA | NA | N
Onancock Diesel Generation Facility | ODG8 | Petroleum Products | Internal Combustion | Operating | 2 | 2 | 198821.51 | 287.63 | 109.03 | 178.6 | 178.6 | 0 | 11.33 | NA | 9194 | NA | NA | NA | NA | NA | NA | N
Covanta Plymouth (Montenay Montgomery) | TGI | Biomass | Steam Turbine | Operating | 28 | 28 | 198849.51 | 290.13 | 273.09 | 17.04 | 17.04 | 0 | 38.49 | 303.03 | 41430 | 3460620 | 83530 | 33.96 | 0.169 | 0.029 | 118.18 | N
Hazleton Cogeneration | GEN1 | Natural Gas | Combustion Turbine | Operating | 58.9 | 58.9 | 198908.41 | 290.75 | 37.03 | 253.72 | 253.72 | 0 | 3.66 | NA | 18922 | NA | NA | NA | 0.3698 | 0.0163 | 50.7746 | Y
Mount Clinton CT | MC-1 | Petroleum Products | Combustion Turbine | Operating | 12 | 12 | 198920.41 | 297.34 | 157.69 | 139.65 | 139.65 | 0 | 7.27 | NA | 15935 | NA | NA | NA | 0.301 | 0.075 | 162.22 | N
Fisk Street Jet | 311 | Petroleum Products | Combustion Turbine | Operating | 34 | 34 | 198954.41 | 298.41 | 160.95 | 137.46 | 137.46 | 0 | 3.81 | 692.65 | 16556 | 5439 | 329 | 0.11 | 1.2001 | 0.5001 | 161.9005 | N
Fisk Street Jet | 312 | Petroleum Products | Combustion Turbine | Operating | 31.6 | 31.6 | 198986.01 | 298.41 | 160.95 | 137.46 | 137.46 | 0 | 3.81 | 692.65 | 16556 | 5055 | 305 | 0.11 | 1.2001 | 0.5001 | 161.9494 | N
Fisk Street Jet | 321 | Petroleum Products | Combustion Turbine | Operating | 34 | 34 | 199020.01 | 298.41 | 160.95 | 137.46 | 137.46 | 0 | 3.81 | 692.65 | 16556 | 5439 | 329 | 0.11 | 1.2001 | 0.5001 | 161.9008 | N
Fisk Street Jet | 322 | Petroleum Products | Combustion Turbine | Operating | 34 | 34 | 199054.01 | 298.41 | 160.95 | 137.46 | 137.46 | 0 | 3.81 | 692.65 | 16556 | 5439 | 329 | 0.11 | 1.2001 | 0.5001 | 161.9123 | N
Fisk Street Jet | 331 | Petroleum Products | Combustion Turbine | Operating | 31.6 | 31.6 | 199085.61 | 298.41 | 160.95 | 137.46 | 137.46 | 0 | 3.81 | 692.65 | 16556 | 5055 | 305 | 0.11 | 1.2001 | 0.5002 | 161.9102 | N
Fisk Street Jet | 332 | Petroleum Products | Combustion Turbine | Operating | 34 | 34 | 199119.61 | 298.41 | 160.95 | 137.46 | 137.46 | 0 | 3.81 | 692.65 | 16556 | 5439 | 329 | 0.11 | 1.2001 | 0.5001 | 161.9385 | N
Fisk Street Jet | 341 | Petroleum Products | Combustion Turbine | Operating | 34 | 34 | 199153.61 | 298.41 | 160.95 | 137.46 | 137.46 | 0 | 3.81 | 692.65 | 16556 | 5439 | 329 | 0.11 | 1.2001 | 0.5001 | 161.9101 | N
Fisk Street Jet | 342 | Petroleum Products | Combustion Turbine | Operating | 30.5 | 30.5 | 199184.11 | 298.41 | 160.95 | 137.46 | 137.46 | 0 | 3.81 | 692.65 | 16556 | 4879 | 295 | 0.11 | 1.1999 | 0.5001 | 162.0222 | N
Tangier | 3 | Petroleum Products | Internal Combustion | Out of Service | 0.6 | 0.6 | 199184.71 | 299.34 | 98.59 | 200.75 | 200.75 | 0 | 6.32 | NA | 9963 | NA | NA | NA | NA | NA | NA | N
Tangier | 4 | Petroleum Products | Internal Combustion | Out of Service | 0.8 | 0.8 | 199185.51 | 299.34 | 98.59 | 200.75 | 200.75 | 0 | 6.32 | NA | 9962 | NA | NA | NA | NA | NA | NA | N
Tangier | 5 | Petroleum Products | Internal Combustion | Operating | 1.2 | 1.2 | 199186.71 | 299.34 | 98.59 | 200.75 | 200.75 | 0 | 6.32 | NA | 9963 | NA | NA | NA | NA | NA | NA | N
Tangier | 6 | Petroleum Products | Internal Combustion | Operating | 1.2 | 1.2 | 199187.91 | 299.34 | 98.59 | 200.75 | 200.75 | 0 | 6.32 | NA | 9963 | NA | NA | NA | NA | NA | NA | N
Pleasant Valley CT | PV-1 | Petroleum Products | Combustion Turbine | Operating | 13 | 13 | 199200.91 | 300.87 | 157.94 | 142.94 | 142.94 | 0 | 7.43 | NA | 15960 | NA | NA | NA | 0.301 | 0.075 | 162.22 | N
Salem Street Department | 1 | Petroleum Products | Internal Combustion | Operating | 2 | 2 | 199202.91 | 303.42 | 97.02 | 206.4 | 206.4 | 0 | 10.17 | NA | 9804 | NA | NA | NA | NA | NA | NA | N
Salem Water Plant | 1 | Petroleum Products | Internal Combustion | Operating | 2 | 2 | 199204.91 | 307.47 | 96.49 | 210.98 | 210.98 | 0 | 9.51 | NA | 9750 | NA | NA | NA | NA | NA | NA | N
Montpelier | 1 | Petroleum Products | Internal Combustion | Operating | 0.9 | 0.9 | 199205.81 | 310.37 | 102.11 | 208.26 | 208.26 | 0 | 12.57 | NA | 10318 | NA | NA | NA | NA | NA | NA | N
Montpelier | 2 | Petroleum Products | Internal Combustion | Operating | 0.9 | 0.9 | 199206.71 | 310.37 | 102.11 | 208.26 | 208.26 | 0 | 12.57 | NA | 10318 | NA | NA | NA | NA | NA | NA | N
Montpelier | 3 | Petroleum Products | Internal Combustion | Operating | 0.9 | 0.9 | 199207.61 | 310.37 | 102.11 | 208.26 | 208.26 | 0 | 12.57 | NA | 10318 | NA | NA | NA | NA | NA | NA | N
Montpelier | 4 | Petroleum Products | Internal Combustion | Operating | 0.9 | 0.9 | 199208.51 | 310.37 | 102.11 | 208.26 | 208.26 | 0 | 12.57 | NA | 10318 | NA | NA | NA | NA | NA | NA | N
Montpelier | 5 | Petroleum Products | Internal Combustion | Operating | 0.9 | 0.9 | 199209.41 | 310.37 | 102.11 | 208.26 | 208.26 | 0 | 12.57 | NA | 10318 | NA | NA | NA | NA | NA | NA | N
Montpelier | 6 | Petroleum Products | Internal Combustion | Operating | 0.9 | 0.9 | 199210.31 | 310.37 | 102.11 | 208.26 | 208.26 | 0 | 12.57 | NA | 10318 | NA | NA | NA | NA | NA | NA | N
Bryan | 1 | Petroleum Products | Internal Combustion | Operating | 0.9 | 0.9 | 199211.21 | 312.94 | 101.32 | 211.62 | 211.62 | 0 | 12.51 | NA | 10238 | NA | NA | NA | NA | NA | NA | N
Bryan | 2 | Petroleum Products | Internal Combustion | Operating | 0.9 | 0.9 | 199212.11 | 312.94 | 101.32 | 211.62 | 211.62 | 0 | 12.51 | NA | 10238 | NA | NA | NA | NA | NA | NA | N
Bryan | 3 | Petroleum Products | Internal Combustion | Operating | 0.9 | 0.9 | 199213.01 | 312.94 | 101.32 | 211.62 | 211.62 | 0 | 12.51 | NA | 10238 | NA | NA | NA | NA | NA | NA | N
Bryan | 4 | Petroleum Products | Internal Combustion | Operating | 0.9 | 0.9 | 199213.91 | 312.94 | 101.32 | 211.62 | 211.62 | 0 | 12.51 | NA | 10238 | NA | NA | NA | NA | NA | NA | N
Bryan | 5 | Petroleum Products | Internal Combustion | Operating | 0.9 | 0.9 | 199214.81 | 312.94 | 101.32 | 211.62 | 211.62 | 0 | 12.51 | NA | 10238 | NA | NA | NA | NA | NA | NA | N
Bryan | 6 | Petroleum Products | Internal Combustion | Operating | 0.9 | 0.9 | 199215.71 | 312.94 | 101.32 | 211.62 | 211.62 | 0 | 12.51 | NA | 10238 | NA | NA | NA | NA | NA | NA | N
Jackson Center | 1 | Petroleum Products | Internal Combustion | Operating | 0.9 | 0.9 | 199216.61 | 312.95 | 100.88 | 212.07 | 212.07 | 0 | 7.59 | NA | 10194 | NA | NA | NA | NA | NA | NA | N
Allentown | CTG1 | Petroleum Products | Combustion Turbine | Operating | 15.5 | 15.5 | 199232.11 | 319.09 | 159.98 | 159.11 | 159.11 | 0 | 5.53 | NA | 16166 | NA | NA | NA | 0.301 | 0.075 | 162.22 | N
Allentown | CTG2 | Petroleum Products | Combustion Turbine | Operating | 15.5 | 15.5 | 199247.61 | 319.09 | 159.98 | 159.11 | 159.11 | 0 | 5.53 | NA | 16166 | NA | NA | NA | 0.301 | 0.075 | 162.22 | N
Allentown | CTG3 | Petroleum Products | Combustion Turbine | Operating | 15.5 | 15.5 | 199263.11 | 319.09 | 159.98 | 159.11 | 159.11 | 0 | 5.53 | NA | 16166 | NA | NA | NA | 0.301 | 0.075 | 162.22 | N
Allentown | CTG4 | Petroleum Products | Combustion Turbine | Operating | 15.5 | 15.5 | 199278.61 | 319.09 | 159.98 | 159.11 | 159.11 | 0 | 5.53 | NA | 16166 | NA | NA | NA | 0.301 | 0.075 | 162.22 | N
Perdue Diesel Generation Facility | PDG5 | Petroleum Products | Internal Combustion | Operating | 2 | 2 | 199280.61 | 319.87 | 109.03 | 210.84 | 210.84 | 0 | 11.33 | NA | 9210 | NA | NA | NA | NA | NA | NA | N
Perdue Diesel Generation Facility | PDG6 | Petroleum Products | Internal Combustion | Operating | 2 | 2 | 199282.61 | 319.87 | 109.03 | 210.84 | 210.84 | 0 | 11.33 | NA | 9210 | NA | NA | NA | NA | NA | NA | N
Herbert A Wagner CT | GT1 | Petroleum Products | Combustion Turbine | Operating | 12.9 | 12.9 | 199295.51 | 325.57 | 172.9 | 152.67 | 152.67 | 0 | 13.98 | 698.19 | 17424 | 8433 | 484 | 0.43 | 0.301 | 0.075 | 162.22 | N
Dover - AMP | 1 | Petroleum Products | Internal Combustion | Operating | 0.9 | 0.9 | 199296.41 | 329.07 | 102.22 | 226.84 | 226.84 | 0 | 12.51 | NA | 10330 | NA | NA | NA | NA | NA | NA | N
Dover - AMP | 2 | Petroleum Products | Internal Combustion | Operating | 0.9 | 0.9 | 199297.31 | 329.07 | 102.22 | 226.84 | 226.84 | 0 | 12.51 | NA | 10330 | NA | NA | NA | NA | NA | NA | N
Dover - AMP | 3 | Petroleum Products | Internal Combustion | Operating | 0.9 | 0.9 | 199298.21 | 329.07 | 102.22 | 226.84 | 226.84 | 0 | 12.51 | NA | 10330 | NA | NA | NA | NA | NA | NA | N
Dover - AMP | 4 | Petroleum Products | Internal Combustion | Operating | 0.9 | 0.9 | 199299.11 | 329.07 | 102.22 | 226.84 | 226.84 | 0 | 12.51 | NA | 10330 | NA | NA | NA | NA | NA | NA | N
Dover - AMP | 5 | Petroleum Products | Internal Combustion | Operating | 0.9 | 0.9 | 199300.01 | 329.07 | 102.22 | 226.84 | 226.84 | 0 | 12.51 | NA | 10330 | NA | NA | NA | NA | NA | NA | N
Dover - AMP | 6 | Petroleum Products | Internal Combustion | Operating | 0.9 | 0.9 | 199300.91 | 329.07 | 102.22 | 226.84 | 226.84 | 0 | 12.51 | NA | 10330 | NA | NA | NA | NA | NA | NA | N
Northern Neck | GT1 | Petroleum Products | Combustion Turbine | Operating | 18 | 18 | 199318.91 | 334.83 | 232.12 | 102.71 | 102.71 | 0 | 1.45 | 673.21 | 16289 | 1252 | 77 | 0.05 | 0.301 | 0.075 | 162.22 | N
Northern Neck | GT2 | Petroleum Products | Combustion Turbine | Operating | 17 | 17 | 199335.91 | 334.83 | 232.12 | 102.71 | 102.71 | 0 | 1.45 | 673.21 | 16289 | 1183 | 73 | 0.05 | 0.301 | 0.075 | 162.22 | N
Northern Neck | GT3 | Petroleum Products | Combustion Turbine | Operating | 17 | 17 | 199352.91 | 334.83 | 232.12 | 102.71 | 102.71 | 0 | 1.45 | 673.21 | 16289 | 1183 | 73 | 0.05 | 0.301 | 0.075 | 162.22 | N
Northern Neck | GT4 | Petroleum Products | Combustion Turbine | Operating | 18 | 18 | 199370.91 | 334.83 | 232.12 | 102.71 | 102.71 | 0 | 1.45 | 673.21 | 16289 | 1252 | 77 | 0.05 | 0.301 | 0.075 | 162.22 | N
Piqua CT | 11 | Petroleum Products | Combustion Turbine | Operating | 16.5 | 16.5 | 199387.41 | 338.11 | 169.91 | 168.2 | 168.2 | 0 | 8 | 861.32 | 18364 | 4632 | 252 | 0.17 | 0.301 | 0.075 | 162.22 | N
Piqua CT | 8 | Petroleum Products | Combustion Turbine | Operating | 20 | 20 | 199407.41 | 338.11 | 169.91 | 168.2 | 168.2 | 0 | 8 | 861.32 | 18364 | 5615 | 306 | 0.17 | 0.301 | 0.075 | 162.22 | N
Diesel Group 3 | 1 | Petroleum Products | Internal Combustion | Operating | 2 | 2 | 199409.41 | 341.41 | 91.55 | 249.86 | 249.86 | 0 | 11.33 | NA | 9251 | NA | NA | NA | NA | NA | NA | N
North Anna Hydro | HC1 | Water | Hydro | Operating | 1 | 1 | 199410.41 | 341.41 | 0 | 341.41 | 341.41 | 0 | 14.6 | 345.07 | NA | NA | 3988 | 45.4 | NA | NA | NA | N
Frank M Tait IC | IC1 | Petroleum Products | Internal Combustion | Operating | 2.5 | 2.5 | 199412.91 | 344.28 | 132.79 | 211.48 | 211.48 | 0 | 0 | 344.28 | 10645 | 165 | 16 | 0.07 | NA | NA | NA | N
Frank M Tait IC | IC2 | Petroleum Products | Internal Combustion | Operating | 2.5 | 2.5 | 199415.41 | 344.28 | 132.79 | 211.48 | 211.48 | 0 | 0 | 344.28 | 10645 | 165 | 16 | 0.07 | NA | NA | NA | N
Frank M Tait IC | IC3 | Petroleum Products | Internal Combustion | Operating | 2.5 | 2.5 | 199417.91 | 344.28 | 132.79 | 211.48 | 211.48 | 0 | 0 | 344.28 | 10645 | 165 | 16 | 0.07 | NA | NA | NA | N
Frank M Tait IC | IC4 | Petroleum Products | Internal Combustion | Operating | 2.5 | 2.5 | 199420.41 | 344.28 | 132.79 | 211.48 | 211.48 | 0 | 0 | 344.28 | 10645 | 165 | 16 | 0.07 | NA | NA | NA | N
Arcanum IC | 1 | Petroleum Products | Internal Combustion | Operating | 0.9 | 0.9 | 199421.31 | 344.46 | 100.08 | 244.38 | 244.38 | 0 | 7.59 | NA | 10113 | NA | NA | NA | NA | NA | NA | N
VMEA-1 Credit Gen. | V10 | Petroleum Products | Internal Combustion | Operating | 1.5 | 1.5 | 199422.81 | 345.75 | 98.58 | 247.17 | 247.17 | 0 | 12.14 | NA | 9961 | NA | NA | NA | NA | NA | NA | N
VMEA-1 Credit Gen. | V3 | Petroleum Products | Internal Combustion | Operating | 1.5 | 1.5 | 199424.31 | 345.75 | 98.58 | 247.17 | 247.17 | 0 | 12.14 | NA | 9961 | NA | NA | NA | NA | NA | NA | N
VMEA-1 Credit Gen. | V4 | Petroleum Products | Internal Combustion | Operating | 1.5 | 1.5 | 199425.81 | 345.75 | 98.58 | 247.17 | 247.17 | 0 | 12.14 | NA | 9961 | NA | NA | NA | NA | NA | NA | N
VMEA-1 Credit Gen. | V5 | Petroleum Products | Internal Combustion | Operating | 1.5 | 1.5 | 199427.31 | 345.75 | 98.58 | 247.17 | 247.17 | 0 | 12.14 | NA | 9961 | NA | NA | NA | NA | NA | NA | N
VMEA-1 Credit Gen. | V6 | Petroleum Products | Internal Combustion | Operating | 1.5 | 1.5 | 199428.81 | 345.75 | 98.58 | 247.17 | 247.17 | 0 | 12.14 | NA | 9961 | NA | NA | NA | NA | NA | NA | N
VMEA-1 Credit Gen. | V7 | Petroleum Products | Internal Combustion | Operating | 1.5 | 1.5 | 199430.31 | 345.75 | 98.58 | 247.17 | 247.17 | 0 | 12.14 | NA | 9961 | NA | NA | NA | NA | NA | NA | N
VMEA-1 Credit Gen. | V8 | Petroleum Products | Internal Combustion | Operating | 1.5 | 1.5 | 199431.81 | 345.75 | 98.58 | 247.17 | 247.17 | 0 | 12.14 | NA | 9961 | NA | NA | NA | NA | NA | NA | N
VMEA-1 Credit Gen. | V9-1 | Petroleum Products | Internal Combustion | Operating | 1.8 | 1.8 | 199433.61 | 345.75 | 98.58 | 247.17 | 247.17 | 0 | 12.14 | NA | 9961 | NA | NA | NA | NA | NA | NA | N
Cleveland | 1 | Petroleum Products | Internal Combustion | Operating | 0.9 | 0.9 | 199434.51 | 347.25 | 101.83 | 245.41 | 245.41 | 0 | 12.57 | NA | 10290 | NA | NA | NA | NA | NA | NA | N
Cleveland | 2 | Petroleum Products | Internal Combustion | Operating | 0.9 | 0.9 | 199435.41 | 347.25 | 101.83 | 245.41 | 245.41 | 0 | 12.57 | NA | 10290 | NA | NA | NA | NA | NA | NA | N
Cleveland | 3 | Petroleum Products | Internal Combustion | Operating | 0.9 | 0.9 | 199436.31 | 347.25 | 101.83 | 245.41 | 245.41 | 0 | 12.57 | NA | 10290 | NA | NA | NA | NA | NA | NA | N
Cleveland | 4 | Petroleum Products | Internal Combustion | Operating | 0.9 | 0.9 | 199437.21 | 347.25 | 101.83 | 245.41 | 245.41 | 0 | 12.57 | NA | 10290 | NA | NA | NA | NA | NA | NA | N
Cleveland | 5 | Petroleum Products | Internal Combustion | Operating | 0.9 | 0.9 | 199438.11 | 347.25 | 101.83 | 245.41 | 245.41 | 0 | 12.57 | NA | 10290 | NA | NA | NA | NA | NA | NA | N
Cleveland | 6 | Petroleum Products | Internal Combustion | Operating | 0.9 | 0.9 | 199439.01 | 347.25 | 101.83 | 245.41 | 245.41 | 0 | 12.57 | NA | 10290 | NA | NA | NA | NA | NA | NA | N
South Main Street IC | 1 | Natural Gas | Internal Combustion | Operating | 1.6 | 1.6 | 199440.61 | 355.86 | 74.93 | 280.93 | 280.93 | 0 | 9.95 | NA | 27929 | NA | NA | NA | NA | NA | NA | N
South Main Street IC | 2 | Natural Gas | Internal Combustion | Operating | 2 | 2 | 199442.61 | 355.86 | 74.93 | 280.93 | 280.93 | 0 | 9.95 | NA | 27929 | NA | NA | NA | NA | NA | NA | N
Shelby North | 1 | Petroleum Products | Internal Combustion | Operating | 0.9 | 0.9 | 199443.51 | 356.04 | 102.95 | 253.09 | 253.09 | 0 | 7.96 | NA | 10403 | NA | NA | NA | NA | NA | NA | N
Winnetka IC | 8 | Petroleum Products | Internal Combustion | Operating | 2.6 | 2.6 | 199446.11 | 356.51 | 137.18 | 219.33 | 219.33 | 0 | 8.89 | NA | 13862 | NA | NA | NA | NA | NA | NA | N
Winnetka IC | 9 | Petroleum Products | Internal Combustion | Operating | 2.6 | 2.6 | 199448.71 | 356.51 | 137.18 | 219.33 | 219.33 | 0 | 8.89 | NA | 13862 | NA | NA | NA | NA | NA | NA | N
Diesel Group 2 | 1 | Petroleum Products | Internal Combustion | Operating | 2 | 2 | 199450.71 | 357.27 | 92.13 | 265.14 | 265.14 | 0 | 11.33 | NA | 9310 | NA | NA | NA | NA | NA | NA | N
Diesel Group 3 | 2 | Petroleum Products | Internal Combustion | Operating | 2 | 2 | 199452.71 | 358.89 | 109.03 | 249.86 | 249.86 | 0 | 11.33 | NA | 9251 | NA | NA | NA | NA | NA | NA | N
Boydton Plank Road Cogeneration | GEN1 | Petroleum Products | Internal Combustion | Operating | 0.3 | 0.3 | 199453.01 | 361.7 | 42.75 | 318.96 | 318.96 | 0 | 12.06 | NA | 10023 | NA | NA | NA | NA | NA | NA | Y
Boydton Plank Road Cogeneration | GEN10 | Petroleum Products | Internal Combustion | Operating | 0.3 | 0.3 | 199453.31 | 361.7 | 42.75 | 318.96 | 318.96 | 0 | 12.06 | NA | 10023 | NA | NA | NA | NA | NA | NA | Y
Boydton Plank Road Cogeneration | GEN11 | Petroleum Products | Internal Combustion | Operating | 0.3 | 0.3 | 199453.61 | 361.7 | 42.75 | 318.96 | 318.96 | 0 | 12.06 | NA | 10023 | NA | NA | NA | NA | NA | NA | Y
Boydton Plank Road Cogeneration | GEN12 | Petroleum Products | Internal Combustion | Operating | 0.3 | 0.3 | 199453.91 | 361.7 | 42.75 | 318.96 | 318.96 | 0 | 12.06 | NA | 10023 | NA | NA | NA | NA | NA | NA | Y
Boydton Plank Road Cogeneration | GEN13 | Petroleum Products | Internal Combustion | Operating | 0.3 | 0.3 | 199454.21 | 361.7 | 42.75 | 318.96 | 318.96 | 0 | 12.06 | NA | 10023 | NA | NA | NA | NA | NA | NA | Y
Boydton Plank Road Cogeneration | GEN14 | Petroleum Products | Internal Combustion | Operating | 0.3 | 0.3 | 199454.51 | 361.7 | 42.75 | 318.96 | 318.96 | 0 | 12.06 | NA | 10023 | NA | NA | NA | NA | NA | NA | Y
Boydton Plank Road Cogeneration | GEN15 | Petroleum Products | Internal Combustion | Operating | 0.3 | 0.3 | 199454.81 | 361.7 | 42.75 | 318.96 | 318.96 | 0 | 12.06 | NA | 10023 | NA | NA | NA | NA | NA | NA | Y
Boydton Plank Road Cogeneration | GEN16 | Petroleum Products | Internal Combustion | Operating | 0.3 | 0.3 | 199455.11 | 361.7 | 42.75 | 318.96 | 318.96 | 0 | 12.06 | NA | 10023 | NA | NA | NA | NA | NA | NA | Y
Boydton Plank Road Cogeneration | GEN17 | Petroleum Products | Internal Combustion | Operating | 0.3 | 0.3 | 199455.41 | 361.7 | 42.75 | 318.96 | 318.96 | 0 | 12.06 | NA | 10023 | NA | NA | NA | NA | NA | NA | Y
Boydton Plank Road Cogeneration | GEN18 | Petroleum Products | Internal Combustion | Operating | 0.3 | 0.3 | 199455.71 | 361.7 | 42.75 | 318.96 | 318.96 | 0 | 12.06 | NA | 10023 | NA | NA | NA | NA | NA | NA | Y
Boydton Plank Road Cogeneration | GEN19 | Petroleum Products | Internal Combustion | Operating | 0.3 | 0.3 | 199456.01 | 361.7 | 42.75 | 318.96 | 318.96 | 0 | 12.06 | NA | 10023 | NA | NA | NA | NA | NA | NA | Y
Boydton Plank Road Cogeneration | GEN2 | Petroleum Products | Internal Combustion | Operating | 0.3 | 0.3 | 199456.31 | 361.7 | 42.75 | 318.96 | 318.96 | 0 | 12.06 | NA | 10023 | NA | NA | NA | NA | NA | NA | Y
Boydton Plank Road Cogeneration | GEN20 | Petroleum Products | Internal Combustion | Operating | 0.3 | 0.3 | 199456.61 | 361.7 | 42.75 | 318.96 | 318.96 | 0 | 12.06 | NA | 10023 | NA | NA | NA | NA | NA | NA | Y
Boydton Plank Road Cogeneration | GEN21 | Petroleum Products | Internal Combustion | Operating | 0.3 | 0.3 | 199456.91 | 361.7 | 42.75 | 318.96 | 318.96 | 0 | 12.06 | NA | 10023 | NA | NA | NA | NA | NA | NA | Y
Boydton Plank Road Cogeneration | GEN22 | Petroleum Products | Internal Combustion | Operating | 0.3 | 0.3 | 199457.21 | 361.7 | 42.75 | 318.96 | 318.96 | 0 | 12.06 | NA | 10023 | NA | NA | NA | NA | NA | NA | Y
Boydton Plank Road Cogeneration | GEN23 | Petroleum Products | Internal Combustion | Operating | 0.3 | 0.3 | 199457.51 | 361.7 | 42.75 | 318.96 | 318.96 | 0 | 12.06 | NA | 10023 | NA | NA | NA | NA | NA | NA | Y
Boydton Plank Road Cogeneration | GEN24 | Petroleum Products | Internal Combustion | Operating | 0.3 | 0.3 | 199457.81 | 361.7 | 42.75 | 318.96 | 318.96 | 0 | 12.06 | NA | 10023 | NA | NA | NA | NA | NA | NA | Y
Boydton Plank Road Cogeneration | GEN25 | Petroleum Products | Internal Combustion | Operating | 0.3 | 0.3 | 199458.11 | 361.7 | 42.75 | 318.96 | 318.96 | 0 | 12.06 | NA | 10023 | NA | NA | NA | NA | NA | NA | Y
Boydton Plank Road Cogeneration | GEN26 | Petroleum Products | Internal Combustion | Operating | 0.3 | 0.3 | 199458.41 | 361.7 | 42.75 | 318.96 | 318.96 | 0 | 12.06 | NA | 10023 | NA | NA | NA | NA | NA | NA | Y
Boydton Plank Road Cogeneration | GEN27 | Petroleum Products | Internal Combustion | Operating | 0.3 | 0.3 | 199458.71 | 361.7 | 42.75 | 318.96 | 318.96 | 0 | 12.06 | NA | 10023 | NA | NA | NA | NA | NA | NA | Y
Boydton Plank Road Cogeneration | GEN28 | Petroleum Products | Internal Combustion | Operating | 0.3 | 0.3 | 199459.01 | 361.7 | 42.75 | 318.96 | 318.96 | 0 | 12.06 | NA | 10023 | NA | NA | NA | NA | NA | NA | Y
Boydton Plank Road Cogeneration | GEN29 | Petroleum Products | Internal Combustion | Operating | 0.3 | 0.3 | 199459.31 | 361.7 | 42.75 | 318.96 | 318.96 | 0 | 12.06 | NA | 10023 | NA | NA | NA | NA | NA | NA | Y
Boydton Plank Road Cogeneration | GEN3 | Petroleum Products | Internal Combustion | Operating | 0.3 | 0.3 | 199459.61 | 361.7 | 42.75 | 318.96 | 318.96 | 0 | 12.06 | NA | 10023 | NA | NA | NA | NA | NA | NA | Y
Boydton Plank Road Cogeneration | GEN30 | Petroleum Products | Internal Combustion | Operating | 0.3 | 0.3 | 199459.91 | 361.7 | 42.75 | 318.96 | 318.96 | 0 | 12.06 | NA | 10023 | NA | NA | NA | NA | NA | NA | Y
Boydton Plank Road Cogeneration | GEN31 | Petroleum Products | Internal Combustion | Operating | 0.3 | 0.3 | 199460.21 | 361.7 | 42.75 | 318.96 | 318.96 | 0 | 12.06 | NA | 10023 | NA | NA | NA | NA | NA | NA | Y
Boydton Plank Road Cogeneration | GEN32 | Petroleum Products | Internal Combustion | Operating | 0.3 | 0.3 | 199460.51 | 361.7 | 42.75 | 318.96 | 318.96 | 0 | 12.06 | NA | 10023 | NA | NA | NA | NA | NA | NA | Y
Boydton Plank Road Cogeneration | GEN33 | Petroleum Products | Internal Combustion | Operating | 0.3 | 0.3 | 199460.81 | 361.7 | 42.75 | 318.96 | 318.96 | 0 | 12.06 | NA | 10023 | NA | NA | NA | NA | NA | NA | Y
Boydton Plank Road Cogeneration | GEN34 | Petroleum Products | Internal Combustion | Operating | 0.3 | 0.3 | 199461.11 | 361.7 | 42.75 | 318.96 | 318.96 | 0 | 12.06 | NA | 10023 | NA | NA | NA | NA | NA | NA | Y
Boydton Plank Road Cogeneration | GEN4 | Petroleum Products | Internal Combustion | Operating | 0.3 | 0.3 | 199461.41 | 361.7 | 42.75 | 318.96 | 318.96 | 0 | 12.06 | NA | 10023 | NA | NA | NA | NA | NA | NA | Y
Boydton Plank Road Cogeneration | GEN5 | Petroleum Products | Internal Combustion | Operating | 0.3 | 0.3 | 199461.71 | 361.7 | 42.75 | 318.96 | 318.96 | 0 | 12.06 | NA | 10023 | NA | NA | NA | NA | NA | NA | Y
Boydton Plank Road Cogeneration | GEN6 | Petroleum Products | Internal Combustion | Operating | 0.3 | 0.3 | 199462.01 | 361.7 | 42.75 | 318.96 | 318.96 | 0 | 12.06 | NA | 10023 | NA | NA | NA | NA | NA | NA | Y
Boydton Plank Road Cogeneration | GEN7 | Petroleum Products | Internal Combustion | Operating | 0.3 | 0.3 | 199462.31 | 361.7 | 42.75 | 318.96 | 318.96 | 0 | 12.06 | NA | 10023 | NA | NA | NA | NA | NA | NA | Y
Boydton Plank Road Cogeneration | GEN8 | Petroleum Products | Internal Combustion | Operating | 0.3 | 0.3 | 199462.61 | 361.7 | 42.75 | 318.96 | 318.96 | 0 | 12.06 | NA | 10023 | NA | NA | NA | NA | NA | NA | Y
Boydton Plank Road Cogeneration | GEN9 | Petroleum Products | Internal Combustion | Operating | 0.3 | 0.3 | 199462.91 | 361.7 | 42.75 | 318.96 | 318.96 | 0 | 12.06 | NA | 10023 | NA | NA | NA | NA | NA | NA | Y
Napoleon IC | 4 | Petroleum Products | Internal Combustion | Operating | 0.9 | 0.9 | 199463.81 | 362.72 | 101.87 | 260.85 | 260.85 | 0 | 11.52 | NA | 10294 | NA | NA | NA | NA | NA | NA | N
Napoleon IC | 5 | Petroleum Products | Internal Combustion | Operating | 0.9 | 0.9 | 199464.71 | 362.72 | 101.87 | 260.85 | 260.85 | 0 | 11.52 | NA | 10294 | NA | NA | NA | NA | NA | NA | N
Napoleon IC | 6 | Petroleum Products | Internal Combustion | Operating | 0.9 | 0.9 | 199465.61 | 362.72 | 101.87 | 260.85 | 260.85 | 0 | 11.52 | NA | 10294 | NA | NA | NA | NA | NA | NA | N
W.H. Sammis IC | A1 | Petroleum Products | Internal Combustion | Operating | 3 | 3 | 199468.61 | 370.28 | 124.45 | 245.83 | 245.83 | 0 | 11.04 | 3077.72 | 12509 | 153 | 12 | 0.05 | NA | NA | NA | N
W.H. Sammis IC | B1 | Petroleum Products | Internal Combustion | Operating | 3 | 3 | 199471.61 | 370.28 | 124.45 | 245.83 | 245.83 | 0 | 11.04 | 3077.72 | 12509 | 153 | 12 | 0.05 | NA | NA | NA | N
W.H. Sammis IC | B2 | Petroleum Products | Internal Combustion | Operating | 3 | 3 | 199474.61 | 370.28 | 124.45 | 245.83 | 245.83 | 0 | 11.04 | 3077.72 | 12509 | 153 | 12 | 0.05 | NA | NA | NA | N
W.H. Sammis IC | B3 | Petroleum Products | Internal Combustion | Operating | 2 | 2 | 199476.61 | 370.28 | 124.45 | 245.83 | 245.83 | 0 | 11.04 | 3077.72 | 12509 | 102 | 8 | 0.05 | NA | NA | NA | N
W.H. Sammis IC | B4 | Petroleum Products | Internal Combustion | Operating | 2 | 2 | 199478.61 | 370.28 | 124.45 | 245.83 | 245.83 | 0 | 11.04 | 3077.72 | 12509 | 102 | 8 | 0.05 | NA | NA | NA | N
Diesel Group 2 | 2 | Petroleum Products | Internal Combustion | Operating | 2 | 2 | 199480.61 | 374.17 | 109.03 | 265.14 | 265.14 | 0 | 11.33 | NA | 9310 | NA | NA | NA | NA | NA | NA | N
Brunner Island IC | BID1 | Petroleum Products | Internal Combustion | Operating | 2.7 | 2.7 | 199483.31 | 378.25 | 102.74 | 275.51 | 275.51 | 0 | 6.76 | 928.3 | 10495 | 348 | 33 | 0.14 | NA | NA | NA | N
Brunner Island IC | BID2 | Petroleum Products | Internal Combustion | Operating | 2.7 | 2.7 | 199486.01 | 378.25 | 102.74 | 275.51 | 275.51 | 0 | 6.76 | 928.3 | 10495 | 348 | 33 | 0.14 | NA | NA | NA | N
Brunner Island IC | BID3 | Petroleum Products | Internal Combustion | Operating | 2 | 2 | 199488.01 | 378.25 | 102.74 | 275.51 | 275.51 | 0 | 6.76 | 928.3 | 10495 | 258 | 25 | 0.14 | NA | NA | NA | N
Salem CT | 3 | Petroleum Products | Combustion Turbine | Operating | 38.4 | 38.4 | 199526.41 | 379.23 | 125.51 | 253.72 | 253.72 | 0 | 6.69 | NA | 52073 | 1958 | 0 | 0 | 1.2 | 0.303 | 162.3323 | N
Seville | 1 | Petroleum Products | Internal Combustion | Operating | 0.9 | 0.9 | 199527.31 | 379.92 | 101.7 | 278.21 | 278.21 | 0 | 11.77 | NA | 10277 | NA | NA | NA | NA | NA | NA | N
Seville | 2 | Petroleum Products | Internal Combustion | Operating | 0.9 | 0.9 | 199528.21 | 379.92 | 101.7 | 278.21 | 278.21 | 0 | 11.77 | NA | 10277 | NA | NA | NA | NA | NA | NA | N
Seville | 3 | Petroleum Products | Internal Combustion | Operating | 0.9 | 0.9 | 199529.11 | 379.92 | 101.7 | 278.21 | 278.21 | 0 | 11.77 | NA | 10277 | NA | NA | NA | NA | NA | NA | N
Sidney | 1 | Petroleum Products | Internal Combustion | Operating | 2.4 | 2.4 | 199531.51 | 383.27 | 104.43 | 278.84 | 278.84 | 0 | 0.42 | 430.16 | 10553 | 226 | 21 | 0.1 | NA | NA | NA | N
Sidney | 2 | Petroleum Products | Internal Combustion | Operating | 2.4 | 2.4 | 199533.91 | 383.27 | 104.43 | 278.84 | 278.84 | 0 | 0.42 | 430.16 | 10553 | 226 | 21 | 0.1 | NA | NA | NA | N
Sidney | 3 | Petroleum Products | Internal Combustion | Operating | 2.4 | 2.4 | 199536.31 | 383.27 | 104.43 | 278.84 | 278.84 | 0 | 0.42 | 430.16 | 10553 | 226 | 21 | 0.1 | NA | NA | NA | N
Sidney | 4 | Petroleum Products | Internal Combustion | Operating | 2.4 | 2.4 | 199538.71 | 383.27 | 104.43 | 278.84 | 278.84 | 0 | 0.42 | 430.16 | 10553 | 226 | 21 | 0.1 | NA | NA | NA | N
Sidney | 5 | Petroleum Products | Internal Combustion | Operating | 2.4 | 2.4 | 199541.11 | 383.27 | 104.43 | 278.84 | 278.84 | 0 | 0.42 | 430.16 | 10553 | 226 | 21 | 0.1 | NA | NA | NA | N
Harrisburg | CTG1 | Petroleum Products | Combustion Turbine | Operating | 14.5 | 14.5 | 199555.61 | 383.63 | 170.96 | 212.67 | 212.67 | 0 | 5.7 | NA | 17276 | NA | NA | NA | 0.301 | 0.075 | 162.22 | N
Harrisburg | CTG2 | Petroleum Products | Combustion Turbine | Operating | 14.5 | 14.5 | 199570.11 | 383.63 | 170.96 | 212.67 | 212.67 | 0 | 5.7 | NA | 17276 | NA | NA | NA | 0.301 | 0.075 | 162.22 | N
Harrisburg | CTG3 | Petroleum Products | Combustion Turbine | Operating | 14.5 | 14.5 | 199584.61 | 383.63 | 170.96 | 212.67 | 212.67 | 0 | 5.7 | NA | 17276 | NA | NA | NA | 0.301 | 0.075 | 162.22 | N
Harrisburg | CTG4 | Petroleum Products | Combustion Turbine | Retired | 14.5 | 14.5 | 199599.11 | 383.63 | 170.96 | 212.67 | 212.67 | 0 | 5.7 | NA | 17276 | NA | NA | NA | 0.301 | 0.075 | 162.22 | N
Monument | 1 | Petroleum Products | Internal Combustion | Operating | 2.4 | 2.4 | 199601.51 | 398.03 | 106.7 | 291.33 | 291.33 | 0 | 0.28 | 429.4 | 10782 | 233 | 22 | 0.1 | NA | NA | NA | N
Monument | 2 | Petroleum Products | Internal Combustion | Operating | 2.4 | 2.4 | 199603.91 | 398.03 | 106.7 | 291.33 | 291.33 | 0 | 0.28 | 429.4 | 10782 | 233 | 22 | 0.1 | NA | NA | NA | N
Monument | 3 | Petroleum Products | Internal Combustion | Operating | 2.4 | 2.4 | 199606.31 | 398.03 | 106.7 | 291.33 | 291.33 | 0 | 0.28 | 429.4 | 10782 | 233 | 22 | 0.1 | NA | NA | NA | N
Monument | 4 | Petroleum Products | Internal Combustion | Operating | 2.4 | 2.4 | 199608.71 | 398.03 | 106.7 | 291.33 | 291.33 | 0 | 0.28 | 429.4 | 10782 | 233 | 22 | 0.1 | NA | NA | NA | N
Monument | 5 | Petroleum Products | Internal Combustion | Operating | 2.4 | 2.4 | 199611.11 | 398.03 | 106.7 | 291.33 | 291.33 | 0 | 0.28 | 429.4 | 10782 | 233 | 22 | 0.1 | NA | NA | NA | N
Versailles | 1 | Petroleum Products | Internal Combustion | Operating | 0.9 | 0.9 | 199612.01 | 398.21 | 101.6 | 296.61 | 296.61 | 0 | 11.52 | NA | 10267 | NA | NA | NA | NA | NA | NA | N
Versailles | 2 | Petroleum Products | Internal Combustion | Operating | 0.9 | 0.9 | 199612.91 | 398.21 | 101.6 | 296.61 | 296.61 | 0 | 11.52 | NA | 10267 | NA | NA | NA | NA | NA | NA | N
Versailles | 3 | Petroleum Products | Internal Combustion | Operating | 0.9 | 0.9 | 199613.81 | 398.21 | 101.6 | 296.61 | 296.61 | 0 | 11.52 | NA | 10267 | NA | NA | NA | NA | NA | NA | N
Genoa Diesel Generating Station | 1 | Petroleum Products | Internal Combustion | Operating | 2 | 2 | 199615.81 | 400.53 | 102.65 | 297.87 | 297.87 | 0 | 12.28 | NA | 10373 | NA | NA | NA | NA | NA | NA | N
Genoa Diesel Generating Station | 2 | Petroleum Products | Internal Combustion | Operating | 2 | 2 | 199617.81 | 400.53 | 102.65 | 297.87 | 297.87 | 0 | 12.28 | NA | 10373 | NA | NA | NA | NA | NA | NA | N
Genoa Diesel Generating Station | 3 | Petroleum Products | Internal Combustion | Operating | 2 | 2 | 199619.81 | 400.53 | 102.65 | 297.87 | 297.87 | 0 | 12.28 | NA | 10373 | NA | NA | NA | NA | NA | NA | N
West Shore | CTG1 | Petroleum Products | Combustion Turbine | Operating | 15.5 | 15.5 | 199635.31 | 402.05 | 148.33 | 253.72 | 253.72 | 0 | 7.74 | NA | 14989 | NA | NA | NA | 0.301 | 0.075 | 162.22 | N
West Shore | CTG2 | Petroleum Products | Combustion Turbine | Operating | 15.5 | 15.5 | 199650.81 | 402.05 | 148.33 | 253.72 | 253.72 | 0 | 7.74 | NA | 14989 | NA | NA | NA | 0.301 | 0.075 | 162.22 | N
Fishbach | UNT1 | Petroleum Products | Combustion Turbine | Operating | 18 | 18 | 199668.81 | 402.74 | 149.01 | 253.72 | 253.72 | 0 | 7.1 | NA | 15058 | NA | NA | NA | 0.301 | 0.075 | 162.22 | N
Fishbach | UNT2 | Petroleum Products | Combustion Turbine | Operating | 18 | 18 | 199686.81 | 402.74 | 149.01 | 253.72 | 253.72 | 0 | 7.1 | NA | 15058 | NA | NA | NA | 0.301 | 0.075 | 162.22 | N
Galion IC | 1 | Petroleum Products | Internal Combustion | Operating | 0.9 | 0.9 | 199687.71 | 404.25 | 102.29 | 301.96 | 301.96 | 0 | 11.77 | NA | 10337 | NA | NA | NA | NA | NA | NA | N
Galion IC | 2 | Petroleum Products | Internal Combustion | Operating | 0.9 | 0.9 | 199688.61 | 404.25 | 102.29 | 301.96 | 301.96 | 0 | 11.77 | NA | 10337 | NA | NA | NA | NA | NA | NA | N
Galion IC | 3 | Petroleum Products | Internal Combustion | Operating | 0.9 | 0.9 | 199689.51 | 404.25 | 102.29 | 301.96 | 301.96 | 0 | 11.77 | NA | 10337 | NA | NA | NA | NA | NA | NA | N
Conemaugh IC | A | Petroleum Products | Internal Combustion | Operating | 2.8 | 2.8 | 199692.31 | 407.65 | 122.49 | 285.16 | 285.16 | 0 | 10.08 | 2321.91 | 12373 | 183 | 15 | 0.06 | NA | NA | NA | N
Conemaugh IC | B | Petroleum Products | Internal Combustion | Operating | 2.8 | 2.8 | 199695.11 | 407.65 | 122.49 | 285.16 | 285.16 | 0 | 10.08 | 2321.91 | 12373 | 183 | 15 | 0.06 | NA | NA | NA | N
Conemaugh IC | C | Petroleum Products | Internal Combustion | Operating | 2.8 | 2.8 | 199697.91 | 407.65 | 122.49 | 285.16 | 285.16 | 0 | 10.08 | 2321.91 | 12373 | 183 | 15 | 0.06 | NA | NA | NA | N
Conemaugh IC | D | Petroleum Products | Internal Combustion | Operating | 2.8 | 2.8 | 199700.71 | 407.65 | 122.49 | 285.16 | 285.16 | 0 | 10.08 | 2321.91 | 12373 | 183 | 15 | 0.06 | NA | NA | NA | N
Low Moor | GT1 | Petroleum Products | Combustion Turbine | Operating | 17 | 17 | 199717.71 | 408.72 | 331.5 | 77.23 | 77.23 | 0 | 2.44 | 1303.11 | 16603 | 769 | 46 | 0.03 | 0.301 | 0.075 | 162.22 | N
Low Moor | GT2 | Petroleum Products | Combustion Turbine | Operating | 16 | 16 | 199733.71 | 408.72 | 331.5 | 77.23 | 77.23 | 0 | 2.44 | 1303.11 | 16603 | 723 | 44 | 0.03 | 0.301 | 0.075 | 162.22 | N
Low Moor | GT3 | Petroleum Products | Combustion Turbine | Operating | 15 | 15 | 199748.71 | 408.72 | 331.5 | 77.23 | 77.23 | 0 | 2.44 | 1303.11 | 16603 | 678 | 41 | 0.03 | 0.301 | 0.075 | 162.22 | N
Low Moor | GT4 | Petroleum Products | Combustion Turbine | Operating | 17 | 17 | 199765.71 | 408.72 | 331.5 | 77.23 | 77.23 | 0 | 2.44 | 1303.11 | 16603 | 769 | 46 | 0.03 | 0.301 | 0.075 | 162.22 | N
Eddystone CT | 10 | Petroleum Products | Combustion Turbine | Operating | 18 | 18 | 199783.71 | 410.21 | 156.49 | 253.72 | 253.72 | 0 | 5.7 | 1748.04 | 15889 | 1219 | 77 | 0.05 | 0.301 | 0.075 | 162.22 | N
Eddystone CT | 20 | Petroleum Products | Combustion Turbine | Operating | 18 | 18 | 199801.71 | 410.21 | 156.49 | 253.72 | 253.72 | 0 | 5.7 | 1748.04 | 15889 | 1219 | 77 | 0.05 | 0.301 | 0.075 | 162.22 | N
Eddystone CT | 30 | Petroleum Products | Combustion Turbine | Operating | 20 | 20 | 199821.71 | 410.21 | 156.49 | 253.72 | 253.72 | 0 | 5.7 | 1748.04 | 15889 | 1355 | 85 | 0.05 | 0.301 | 0.075 | 162.22 | N
Eddystone CT | 40 | Petroleum Products | Combustion Turbine | Operating | 20 | 20 | 199841.71 | 410.21 | 156.49 | 253.72 | 253.72 | 0 | 5.7 | 1748.04 | 15889 | 1355 | 85 | 0.05 | 0.301 | 0.075 | 162.22 | N
Lock Haven | CTG | Petroleum Products | Combustion Turbine | Operating | 15 | 15 | 199856.71 | 410.96 | 157.24 | 253.72 | 253.72 | 0 | 12.68 | NA | 15889 | NA | NA | NA | 0.301 | 0.075 | 162.22 | N
Chesapeake CT | 6 | Petroleum Products | Combustion Turbine | Operating | 16 | 16 | 199872.71 | 412.22 | 74.33 | 337.89 | 337.89 | 0 | 3.67 | 2303.08 | 20896 | 649 | 31 | 0.02 | 0.301 | 0.075 | 162.22 | N
Chesapeake CT | GT1 | Petroleum Products | Combustion Turbine | Operating | 20 | 20 | 199892.71 | 412.22 | 74.33 | 337.89 | 337.89 | 0 | 3.67 | 2303.08 | 20896 | 812 | 39 | 0.02 | 0.301 | 0.075 | 162.22 | N
Chesapeake CT | GT2 | Petroleum Products | Combustion Turbine | Operating | 17 | 17 | 199909.71 | 412.22 | 74.33 | 337.89 | 337.89 | 0 | 3.67 | 2303.08 | 20896 | 690 | 33 | 0.02 | 0.301 | 0.075 | 162.22 | N
Chesapeake CT | GT4 | Petroleum Products | Combustion Turbine | Operating | 16 | 16 | 199925.71 | 412.22 | 74.33 | 337.89 | 337.89 | 0 | 3.67 | 2303.08 | 20896 | 649 | 31 | 0.02 | 0.301 | 0.075 | 162.22 | N
Portland CT | 3 | Petroleum Products | Combustion Turbine | Operating | 16 | 16 | 199941.71 | 412.25 | 238.21 | 174.05 | 174.05 | 0 | 4.11 | 917.62 | 24549 | 3198 | 130 | 0.09 | 0.2746 | 0.0206 | 162.2875 | N
Portland CT | 4 | Petroleum Products | Combustion Turbine | Operating | 20 | 20 | 199961.71 | 412.25 | 238.21 | 174.05 | 174.05 | 0 | 4.11 | 917.62 | 24549 | 3997 | 163 | 0.09 | 0.2746 | 0.0206 | 162.2875 | N
Portland CT | 5 | Petroleum Products | Combustion Turbine | Operating | 155 | 155 | 200116.71 | 412.25 | 238.21 | 174.05 | 174.05 | 0 | 4.11 | 917.62 | 24549 | 30979 | 1262 | 0.09 | 0.2746 | 0.0206 | 162.2875 | N
Godwin Drive | C10 | Petroleum Products | Internal Combustion | Operating | 1.5 | 1.5 | 200118.21 | 415.01 | 101.06 | 313.94 | 313.94 | 0 | 10.72 | NA | 10213 | NA | NA | NA | NA | NA | NA | N
Godwin Drive | C7 | Petroleum Products | Internal Combustion | Operating | 1.5 | 1.5 | 200119.71 | 415.01 | 101.06 | 313.94 | 313.94 | 0 | 10.72 | NA | 10213 | NA | NA | NA | NA | NA | NA | N
Godwin Drive | C8 | Petroleum Products | Internal Combustion | Operating | 1.5 | 1.5 | 200121.21 | 415.01 | 101.06 | 313.94 | 313.94 | 0 | 10.72 | NA | 10213 | NA | NA | NA | NA | NA | NA | N
Godwin Drive | C9 | Petroleum Products | Internal Combustion | Operating | 1.5 | 1.5 | 200122.71 | 415.01 | 101.06 | 313.94 | 313.94 | 0 | 10.72 | NA | 10213 | NA | NA | NA | NA | NA | NA | N
Downtown | 1 | Petroleum Products | Internal Combustion | Operating | 1.6 | 1.6 | 200124.31 | 415.14 | 86.99 | 328.15 | 328.15 | 0 | 8.72 | NA | 8790 | NA | NA | NA | NA | NA | NA | N
Downtown | 2 | Petroleum Products | Internal Combustion | Operating | 1.6 | 1.6 | 200125.91 | 415.14 | 86.99 | 328.15 | 328.15 | 0 | 8.72 | NA | 8790 | NA | NA | NA | NA | NA | NA | N
Waukegan Jet | 312 | Petroleum Products | Combustion Turbine | Operating | 37.4 | 37.4 | 200163.31 | 415.87 | 162.15 | 253.72 | 253.72 | 0 | 4.43 | 5510.34 | 16684 | 543 | 33 | 0.01 | 1.1999 | 0.5 | 162.1545 | N
Schuylkill CT | 10 | Petroleum Products | Combustion Turbine | Operating | 18 | 18 | 200181.31 | 417.27 | 163.54 | 253.72 | 253.72 | 0 | 8.13 | 4590.61 | 16473 | 577 | 35 | 0.02 | 0.301 | 0.075 | 162.22 | N
Schuylkill CT | 11 | Petroleum Products | Combustion Turbine | Operating | 20 | 20 | 200201.31 | 417.27 | 163.54 | 253.72 | 253.72 | 0 | 8.13 | 4590.61 | 16473 | 642 | 39 | 0.02 | 0.301 | 0.075 | 162.22 | N
Jenkins | CTG1 | Petroleum Products | Combustion Turbine | Operating | 15.5 | 15.5 | 200216.81 | 421.57 | 167.84 | 253.72 | 253.72 | 0 | 7.74 | NA | 16961 | NA | NA | NA | 0.301 | 0.075 | 162.22 | N
Jenkins | CTG2 | Petroleum Products | Combustion Turbine | Operating | 15.5 | 15.5 | 200232.31 | 421.57 | 167.84 | 253.72 | 253.72 | 0 | 7.74 | NA | 16961 | NA | NA | NA | 0.301 | 0.075 | 162.22 | N
Waukegan Jet | 321 | Petroleum Products | Combustion Turbine | Operating | 37.4 | 37.4 | 200269.71 | 422.25 | 168.53 | 253.72 | 253.72 | 0 | 4.43 | 5516.71 | 17340 | 564 | 33 | 0.01 | 1.2 | 0.5001 | 162.051 | N
Williamsport | CTG1 | Petroleum Products | Combustion Turbine | Operating | 14.4 | 14.4 | 200284.11 | 424.92 | 171.2 | 253.72 | 253.72 | 0 | 8.31 | NA | 17300 | NA | NA | NA | 0.301 | 0.075 | 162.22 | N
Williamsport | CTG2 | Petroleum Products | Combustion Turbine | Operating | 14.4 | 14.4 | 200298.51 | 424.92 | 171.2 | 253.72 | 253.72 | 0 | 8.31 | NA | 17300 | NA | NA | NA | 0.301 | 0.075 | 162.22 | N
Keystone IC | 3 | Petroleum Products | Internal Combustion | Operating | 2.8 | 2.8 | 200301.31 | 429.04 | 172.85 | 256.19 | 256.19 | 0 | 9.85 | 1919.59 | 17649 | 327 | 19 | 0.08 | NA | NA | NA | N
Keystone IC | 4 | Petroleum Products | Internal Combustion | Operating | 2.8 | 2.8 | 200304.11 | 429.04 | 172.85 | 256.19 | 256.19 | 0 | 9.85 | 1919.59 | 17649 | 327 | 19 | 0.08 | NA | NA | NA | N
Keystone IC | 5 | Petroleum Products | Internal Combustion | Operating | 2.8 | 2.8 | 200306.91 | 429.04 | 172.85 | 256.19 | 256.19 | 0 | 9.85 | 1919.59 | 17649 | 327 | 19 | 0.08 | NA | NA | NA | N
Keystone IC | 6 | Petroleum Products | Internal Combustion | Operating | 2.8 | 2.8 | 200309.71 | 429.04 | 172.85 | 256.19 | 256.19 | 0 | 9.85 | 1919.59 | 17649 | 327 | 19 | 0.08 | NA | NA | NA | N
Harwood | CTG1 | Petroleum Products | Combustion Turbine | Operating | 15 | 15 | 200324.71 | 431.2 | 177.48 | 253.72 | 253.72 | 0 | 8.11 | NA | 17935 | NA | NA | NA | 0.301 | 0.075 | 162.22 | N
Harwood | CTG2 | Petroleum Products | Combustion Turbine | Operating | 15 | 15 | 200339.71 | 431.2 | 177.48 | 253.72 | 253.72 | 0 | 8.11 | NA | 17935 | NA | NA | NA | 0.301 | 0.075 | 162.22 | N
Orrville IC | 1 | Petroleum Products | Internal Combustion | Operating | 0.9 | 0.9 | 200340.61 | 431.46 | 101.8 | 329.65 | 329.65 | 0 | 11.52 | NA | 10287 | NA | NA | NA | NA | NA | NA | N
Orrville IC | 2 | Petroleum Products | Internal Combustion | Operating | 0.9 | 0.9 | 200341.51 | 431.46 | 101.8 | 329.65 | 329.65 | 0 | 11.52 | NA | 10287 | NA | NA | NA | NA | NA | NA | N
Orrville IC | 3 | Petroleum Products | Internal Combustion | Operating | 0.9 | 0.9 | 200342.41 | 431.46 | 101.8 | 329.65 | 329.65 | 0 | 11.52 | NA | 10287 | NA | NA | NA | NA | NA | NA | N
Killen CT | GT1 | Petroleum Products | Combustion Turbine | Operating | 24 | 24 | 200366.41 | 431.48 | 192.64 | 238.84 | 238.84 | 0 | 0.69 | 526.26 | 17914 | 3117 | 174 | 0.08 | 0.301 | 0.075 | 162.22 | N
Dominion/Lo-Mar Gen | DOM2 | Petroleum Products | Internal Combustion | Operating | 1.7 | 1.7 | 200368.11 | 431.71 | 92.43 | 339.29 | 339.29 | 0 | 11.73 | NA | 9340 | NA | NA | NA | NA | NA | NA | N
Dominion/Lo-Mar Gen | LOM1 | Petroleum Products | Internal Combustion | Operating | 1.7 | 1.7 | 200369.81 | 431.71 | 92.43 | 339.29 | 339.29 | 0 | 11.73 | NA | 9340 | NA | NA | NA | NA | NA | NA | N
Dominion/Lo-Mar Gen | LOM2 | Petroleum Products | Internal Combustion | Operating | 1.7 | 1.7 | 200371.51 | 431.71 | 92.43 | 339.29 | 339.29 | 0 | 11.73 | NA | 9340 | NA | NA | NA | NA | NA | NA | N
Dominion/Lo-Mar Gen | LOM3 | Petroleum Products | Internal Combustion | Operating | 1.7 | 1.7 | 200373.21 | 431.71 | 92.43 | 339.29 | 339.29 | 0 | 11.73 | NA | 9340 | NA | NA | NA | NA | NA | NA | N
Edgerton | 1 | Petroleum Products | Internal Combustion | Operating | 0.9 | 0.9 | 200374.11 | 437.66 | 101.55 | 336.11 | 336.11 | 0 | 10.72 | NA | 10262 | NA | NA | NA | NA | NA | NA | N
Edgerton | 2 | Petroleum Products | Internal Combustion | Operating | 0.9 | 0.9 | 200375.01 | 437.66 | 101.55 | 336.11 | 336.11 | 0 | 10.72 | NA | 10262 | NA | NA | NA | NA | NA | NA | N
Waukegan Jet | 322 | Petroleum Products | Combustion Turbine | Operating | 35 | 35 | 200410.01 | 437.93 | 184.21 | 253.72 | 253.72 | 0 | 4.43 | 5532.39 | 18953 | 577 | 30 | 0.01 | 1.2 | 0.5001 | 162.1767 | N
Mount Clinton | D-2 | Petroleum Products | Internal Combustion | Operating | 2 | 2 | 200412.01 | 446.71 | 102.9 | 343.8 | 343.8 | 0 | 12.63 | NA | 10398 | NA | NA | NA | NA | NA | NA | N
Mount Clinton | D-3 | Petroleum Products | Internal Combustion | Operating | 2 | 2 | 200414.01 | 446.71 | 102.9 | 343.8 | 343.8 | 0 | 12.63 | NA | 10398 | NA | NA | NA | NA | NA | NA | N
Mount Clinton | D-5 | Petroleum Products | Internal Combustion | Operating | 2 | 2 | 200416.01 | 446.71 | 102.9 | 343.8 | 343.8 | 0 | 12.63 | NA | 10398 | NA | NA | NA | NA | NA | NA | N
Mount Clinton | D-7 | Petroleum Products | Internal Combustion | Operating | 2 | 2 | 200418.01 | 446.71 | 102.9 | 343.8 | 343.8 | 0 | 12.63 | NA | 10398 | NA | NA | NA | NA | NA | NA | N
Mount Clinton | D-8 | Petroleum Products | Internal Combustion | Operating | 2 | 2 | 200420.01 | 446.71 | 102.9 | 343.8 | 343.8 | 0 | 12.63 | NA | 10398 | NA | NA | NA | NA | NA | NA | N
VMEA | V1 | Petroleum Products | Internal Combustion | Operating | 1.5 | 1.5 | 200421.51 | 447.41 | 102.94 | 344.47 | 344.47 | 0 | 10.95 | NA | 10402 | NA | NA | NA | NA | NA | NA | N
VMEA | V11 | Petroleum Products | Internal Combustion | Operating | 1.5 | 1.5 | 200423.01 | 447.41 | 102.94 | 344.47 | 344.47 | 0 | 10.95 | NA | 10402 | NA | NA | NA | NA | NA | NA | N
VMEA | V12 | Petroleum Products | Internal Combustion | Operating | 1.5 | 1.5 | 200424.51 | 447.41 | 102.94 | 344.47 | 344.47 | 0 | 10.95 | NA | 10402 | NA | NA | NA | NA | NA | NA | N
VMEA | V2 | Petroleum Products | Internal Combustion | Operating | 1.5 | 1.5 | 200426.01 | 447.41 | 102.94 | 344.47 | 344.47 | 0 | 10.95 | NA | 10402 | NA | NA | NA | NA | NA | NA | N
Waukegan Jet | 311 | Petroleum Products | Combustion Turbine | Operating | 33.9 | 33.9 | 200459.91 | 449.51 | 195.79 | 253.72 | 253.72 | 0 | 4.43 | 5543.98 | 20145 | 594 | 29 | 0.01 | 1.2 | 0.5001 | 161.9581 | N
Sunbury CT | CTG1 | Petroleum Products | Combustion Turbine | Operating | 23.6 | 23.6 | 200483.51 | 460.39 | 206.67 | 253.72 | 253.72 | 0 | 6.97 | 5679.93 | 20905 | 659 | 32 | 0.02 | 0.301 | 0.075 | 162.22 | N
Sunbury CT | CTG2 | Petroleum Products | Combustion Turbine | Operating | 23.6 | 23.6 | 200507.11 | 460.39 | 206.67 | 253.72 | 253.72 | 0 | 6.97 | 5679.93 | 20905 | 659 | 32 | 0.02 | 0.301 | 0.075 | 162.22 | N
West Energy Center | WEST | Petroleum Products | Combustion Turbine | Operating | 19 | 19 | 200526.11 | 469.15 | 215.43 | 253.72 | 253.72 | 0 | 11.48 | NA | 21769 | NA | NA | NA | 0.2501 | 0.075 | 162.22 | N
Industrial Park | 3 | Petroleum Products | Internal Combustion | Operating | 1.8 | 1.8 | 200527.91 | 473.03 | 98.62 | 374.41 | 374.41 | 0 | 12.8 | NA | 9965 | NA | NA | NA | 0.301 | NA | 162.22 | N
Industrial Park | 4 | Petroleum Products | Internal Combustion | Operating | 1.8 | 1.8 | 200529.71 | 473.03 | 98.62 | 374.41 | 374.41 | 0 | 12.8 | NA | 9965 | NA | NA | NA | 0.301 | NA | 162.22 | N
Industrial Park | 5 | Petroleum Products | Internal Combustion | Operating | 1.8 | 1.8 | 200531.51 | 473.03 | 98.62 | 374.41 | 374.41 | 0 | 12.8 | NA | 9965 | NA | NA | NA | 0.301 | NA | 162.22 | N
Industrial Park | 6 | Petroleum Products | Internal Combustion | Operating | 1.8 | 1.8 | 200533.31 | 473.03 | 98.62 | 374.41 | 374.41 | 0 | 12.8 | NA | 9965 | NA | NA | NA | 0.301 | NA | 162.22 | N
Industrial Park | 7 | Petroleum Products | Internal Combustion | Operating | 1.8 | 1.8 | 200535.11 | 473.03 | 98.62 | 374.41 | 374.41 | 0 | 12.8 | NA | 9965 | NA | NA | NA | 0.301 | NA | 162.22 | N
Industrial Park | 8 | Petroleum Products | Internal Combustion | Operating | 2.2 | 2.2 | 200537.31 | 473.03 | 98.62 | 374.41 | 374.41 | 0 | 12.8 | NA | 9965 | NA | NA | NA | NA | NA | NA | N
Industrial Park | 9 | Petroleum Products | Internal Combustion | Operating | 2.2 | 2.2 | 200539.51 | 473.03 | 98.62 | 374.41 | 374.41 | 0 | 12.8 | NA | 9965 | NA | NA | NA | NA | NA | NA | N
Miami Fort CT | GT3 | Petroleum Products | Combustion Turbine | Operating | 20 | 20 | 200559.51 | 478.23 | 224.51 | 253.72 | 253.72 | 0 | 5.37 | 2714.36 | 30328 | 1456 | 48 | 0.03 | 0.301 | 0.075 | 162.22 | N
Miami Fort CT | GT4 | Petroleum Products | Combustion Turbine | Operating | 20 | 20 | 200579.51 | 478.23 | 224.51 | 253.72 | 253.72 | 0 | 5.37 | 2714.36 | 30328 | 1456 | 48 | 0.03 | 0.301 | 0.075 | 162.22 | N
Miami Fort CT | GT5 | Petroleum Products | Combustion Turbine | Operating | 20 | 20 | 200599.51 | 478.23 | 224.51 | 253.72 | 253.72 | 0 | 5.37 | 2714.36 | 30328 | 1456 | 48 | 0.03 | 0.301 | 0.075 | 162.22 | N
Miami Fort CT | GT6 | Petroleum Products | Combustion Turbine | Operating | 20 | 20 | 200619.51 | 478.23 | 224.51 | 253.72 | 253.72 | 0 | 5.37 | 2714.36 | 30328 | 1456 | 48 | 0.03 | 0.301 | 0.075 | 162.22 | N
Pretlow | 1 | Petroleum Products | Internal Combustion | Operating | 1.6 | 1.6 | 200621.11 | 479.34 | 94.21 | 385.13 | 385.13 | 0 | 10.59 | NA | 9520 | NA | NA | NA | NA | NA | NA | N
Pretlow | 2 | Petroleum Products | Internal Combustion | Operating | 1.6 | 1.6 | 200622.71 | 479.34 | 94.21 | 385.13 | 385.13 | 0 | 10.59 | NA | 9520 | NA | NA | NA | NA | NA | NA | N
Church Street | C1 | Petroleum Products | Internal Combustion | Operating | 1 | 1 | 200623.71 | 482.66 | 136.1 | 346.56 | 346.56 | 0 | 10.08 | NA | 13753 | NA | NA | NA | NA | NA | NA | N
Church Street | C2 | Petroleum Products | Internal Combustion | Operating | 1 | 1 | 200624.71 | 482.66 | 136.1 | 346.56 | 346.56 | 0 | 10.08 | NA | 13753 | NA | NA | NA | NA | NA | NA | N
Church Street | C3A | Petroleum Products | Internal Combustion | Operating | 1 | 1 | 200625.71 | 482.66 | 136.1 | 346.56 | 346.56 | 0 | 10.08 | NA | 13753 | NA | NA | NA | NA | NA | NA | N
Church Street | C4 | Petroleum Products | Internal Combustion | Operating | 1 | 1 | 200626.71 | 482.66 | 136.1 | 346.56 | 346.56 | 0 | 10.08 | NA | 13753 | NA | NA | NA | NA | NA | NA | N
Church Street | C5 | Petroleum Products | Internal Combustion | Operating | 1.5 | 1.5 | 200628.21 | 482.66 | 136.1 | 346.56 | 346.56 | 0 | 10.08 | NA | 13753 | NA | NA | NA | NA | NA | NA | N
Church Street | C6 | Petroleum Products | Internal Combustion | Operating | 1.5 | 1.5 | 200629.71 | 482.66 | 136.1 | 346.56 | 346.56 | 0 | 10.08 | NA | 13753 | NA | NA | NA | NA | NA | NA | N
West Lorain | 3 | Natural Gas | Combustion Turbine | Operating | 85 | 85 | 200714.71 | 484.47 | 230.74 | 253.72 | 253.72 | 0 | 3.36 | NA | 85913 | 7217 | 0 | 0 | 0.1401 | 0.0037 | 162.3077 | N
Rockville 1 & 2 | 1A | Petroleum Products | Internal Combustion | Operating | 0.3 | 0.3 | 200715.01 | 485.46 | 98.33 | 387.13 | 387.13 | 0 | 12.26 | NA | 9936 | NA | NA | NA | NA | NA | NA | N
Rockville 1 & 2 | 1B | Petroleum Products | Internal Combustion | Operating | 0.3 | 0.3 | 200715.31 | 485.46 | 98.33 | 387.13 | 387.13 | 0 | 12.26 | NA | 9936 | NA | NA | NA | NA | NA | NA | N
Rockville 1 & 2 | 1C | Petroleum Products | Internal Combustion | Operating | 0.3 | 0.3 | 200715.61 | 485.46 | 98.33 | 387.13 | 387.13 | 0 | 12.26 | NA | 9936 | NA | NA | NA | NA | NA | NA | N
Rockville 1 & 2 | 1D | Petroleum Products | Internal Combustion | Operating | 0.3 | 0.3 | 200715.91 | 485.46 | 98.33 | 387.13 | 387.13 | 0 | 12.26 | NA | 9936 | NA | NA | NA | NA | NA | NA | N
Rockville 1 & 2 | 1E | Petroleum Products | Internal Combustion | Operating | 0.3 | 0.3 | 200716.21 | 485.46 | 98.33 | 387.13 | 387.13 | 0 | 12.26 | NA | 9936 | NA | NA | NA | NA | NA | NA | N
Rockville 1 & 2 | 1F | Petroleum Products | Internal Combustion | Operating | 0.3 | 0.3 | 200716.51 | 485.46 | 98.33 | 387.13 | 387.13 | 0 | 12.26 | NA | 9936 | NA | NA | NA | NA | NA | NA | N
Rockville 1 & 2 | 1G | Petroleum Products | Internal Combustion | Operating | 0.3 | 0.3 | 200716.81 | 485.46 | 98.33 | 387.13 | 387.13 | 0 | 12.26 | NA | 9936 | NA | NA | NA | NA | NA | NA | N
Rockville 1 & 2 | 1H | Petroleum Products | Internal Combustion | Operating | 0.3 | 0.3 | 200717.11 | 485.46 | 98.33 | 387.13 | 387.13 | 0 | 12.26 | NA | 9936 | NA | NA | NA | NA | NA | NA | N
Rockville 1 & 2 | 1I | Petroleum Products | Internal Combustion | Operating | 0.3 | 0.3 | 200717.41 | 485.46 | 98.33 | 387.13 | 387.13 | 0 | 12.26 | NA | 9936 | NA | NA | NA | NA | NA | NA | N
Rockville 1 & 2 | 1J | Petroleum Products | Internal Combustion | Operating | 0.3 | 0.3 | 200717.71 | 485.46 | 98.33 | 387.13 | 387.13 | 0 | 12.26 | NA | 9936 | NA | NA | NA | NA | NA | NA | N
Rockville 1 & 2 | 1K | Petroleum Products | Internal Combustion | Operating | 0.3 | 0.3 | 200718.01 | 485.46 | 98.33 | 387.13 | 387.13 | 0 | 12.26 | NA | 9936 | NA | NA | NA | NA | NA | NA | N
Rockville 1 & 2 | 1L | Petroleum Products | Internal Combustion | Operating | 0.3 | 0.3 | 200718.31 | 485.46 | 98.33 | 387.13 | 387.13 | 0 | 12.26 | NA | 9936 | NA | NA | NA | NA | NA | NA | N
Rockville 1 & 2 | 1M | Petroleum Products | Internal Combustion | Operating | 0.3 | 0.3 | 200718.61 | 485.46 | 98.33 | 387.13 | 387.13 | 0 | 12.26 | NA | 9936 | NA | NA | NA | NA | NA | NA | N
Rockville 1 & 2 | 1N | Petroleum Products | Internal Combustion | Operating | 0.3 | 0.3 | 200718.91 | 485.46 | 98.33 | 387.13 | 387.13 | 0 | 12.26 | NA | 9936 | NA | NA | NA | NA | NA | NA | N
Rockville 1 & 2 | 1O | Petroleum Products | Internal Combustion | Operating | 0.3 | 0.3 | 200719.21 | 485.46 | 98.33 | 387.13 | 387.13 | 0 | 12.26 | NA | 9936 | NA | NA | NA | NA | NA | NA | N
Rockville 1 & 2 | 2A | Petroleum Products | Internal Combustion | Operating | 0.3 | 0.3 | 200719.51 | 485.46 | 98.33 | 387.13 | 387.13 | 0 | 12.26 | NA | 9936 | NA | NA | NA | NA | NA | NA | N
Rockville 1 & 2 | 2B | Petroleum Products | Internal Combustion | Operating | 0.3 | 0.3 | 200719.81 | 485.46 | 98.33 | 387.13 | 387.13 | 0 | 12.26 | NA | 9936 | NA | NA | NA | NA | NA | NA | N
Rockville 1 & 2 | 2C | Petroleum Products | Internal Combustion | Operating | 0.3 | 0.3 | 200720.11 | 485.46 | 98.33 | 387.13 | 387.13 | 0 | 12.26 | NA | 9936 | NA | NA | NA | NA | NA | NA | N
Rockville 1 & 2 | 2D | Petroleum Products | Internal Combustion | Operating | 0.3 | 0.3 | 200720.41 | 485.46 | 98.33 | 387.13 | 387.13 | 0 | 12.26 | NA | 9936 | NA | NA | NA | NA | NA | NA | N
Rockville 1 & 2 | 2E | Petroleum Products | Internal Combustion | Operating | 0.3 | 0.3 | 200720.71 | 485.46 | 98.33 | 387.13 | 387.13 | 0 | 12.26 | NA | 9936 | NA | NA | NA | NA | NA | NA | N
Rockville 1 & 2 | 2F | Petroleum Products | Internal Combustion | Operating | 0.3 | 0.3 | 200721.01 | 485.46 | 98.33 | 387.13 | 387.13 | 0 | 12.26 | NA | 9936 | NA | NA | NA | NA | NA | NA | N
Rockville 1 & 2 | 2G | Petroleum Products | Internal Combustion | Operating | 0.3 | 0.3 | 200721.31 | 485.46 | 98.33 | 387.13 | 387.13 | 0 | 12.26 | NA | 9936 | NA | NA | NA | NA | NA | NA | N
Rockville 1 & 2 | 2H | Petroleum Products | Internal Combustion | Operating | 0.3 | 0.3 | 200721.61 | 485.46 | 98.33 | 387.13 | 387.13 | 0 | 12.26 | NA | 9936 | NA | NA | NA | NA | NA | NA | N
Rockville 1 & 2 | 2I | Petroleum Products | Internal Combustion | Operating | 0.3 | 0.3 | 200721.91 | 485.46 | 98.33 | 387.13 | 387.13 | 0 | 12.26 | NA | 9936 | NA | NA | NA | NA | NA | NA | N
Rockville 1 & 2 | 2J | Petroleum Products | Internal Combustion | Operating | 0.3 | 0.3 | 200722.21 | 485.46 | 98.33 | 387.13 | 387.13 | 0 | 12.26 | NA | 9936 | NA | NA | NA | NA | NA | NA | N
Rockville 1 & 2 | 2K | Petroleum Products | Internal Combustion | Operating | 0.3 | 0.3 | 200722.51 | 485.46 | 98.33 | 387.13 | 387.13 | 0 | 12.26 | NA | 9936 | NA | NA | NA | NA | NA | NA | N
Rockville 1 & 2 | 2L | Petroleum Products | Internal Combustion | Operating | 0.3 | 0.3 | 200722.81 | 485.46 | 98.33 | 387.13 | 387.13 | 0 | 12.26 | NA | 9936 | NA | NA | NA | NA | NA | NA | N
Rockville 1 & 2 | 2M | Petroleum Products | Internal Combustion | Operating | 0.3 | 0.3 | 200723.11 | 485.46 | 98.33 | 387.13 | 387.13 | 0 | 12.26 | NA | 9936 | NA | NA | NA | NA | NA | NA | N
Rockville 1 & 2 | 2N | Petroleum Products | Internal Combustion | Operating | 0.3 | 0.3 | 200723.41 | 485.46 | 98.33 | 387.13 | 387.13 | 0 | 12.26 | NA | 9936 | NA | NA | NA | NA | NA | NA | N
Rockville 1 & 2 | 2O | Petroleum Products | Internal Combustion | Operating | 0.3 | 0.3 | 200723.71 | 485.46 | 98.33 | 387.13 | 387.13 | 0 | 12.26 | NA | 9936 | NA | NA | NA | NA | NA | NA | N
Rockville 1 & 2 | 2P | Petroleum Products | Internal Combustion | Operating | 0.3 | 0.3 | 200724.01 | 485.46 | 98.33 | 387.13 | 387.13 | 0 | 12.26 | NA | 9936 | NA | NA | NA | NA | NA | NA | N
Rockville 1 & 2 | 2Q | Petroleum Products | Internal Combustion | Operating | 0.3 | 0.3 | 200724.31 | 485.46 | 98.33 | 387.13 | 387.13 | 0 | 12.26 | NA | 9936 | NA | NA | NA | NA | NA | NA | N
Rockville 1 & 2 | 2R | Petroleum Products | Internal Combustion | Operating | 0.3 | 0.3 | 200724.61 | 485.46 | 98.33 | 387.13 | 387.13 | 0 | 12.26 | NA | 9936 | NA | NA | NA | NA | NA | NA | N
Rockville 1 & 2 | 2S | Petroleum Products | Internal Combustion | Operating | 0.3 | 0.3 | 200724.91 | 485.46 | 98.33 | 387.13 | 387.13 | 0 | 12.26 | NA | 9936 | NA | NA | NA | NA | NA | NA | N
Rockville 1 & 2 | 2T | Petroleum Products | Internal Combustion | Operating | 0.3 | 0.3 | 200725.21 | 485.46 | 98.33 | 387.13 | 387.13 | 0 | 12.26 | NA | 9936 | NA | NA | NA | NA | NA | NA | N
Rockville 1 & 2 | 2U | Petroleum Products | Internal Combustion | Operating | 0.3 | 0.3 | 200725.51 | 485.46 | 98.33 | 387.13 | 387.13 | 0 | 12.26 | NA | 9936 | NA | NA | NA | NA | NA | NA | N
West Lorain | 6 | Natural Gas | Combustion Turbine | Operating | 85 | 85 | 200810.51 | 486.05 | 232.33 | 253.72 | 253.72 | 0 | 3.36 | NA | 86504 | 6624 | 0 | 0 | 0.15 | 0.0035 | 162.2678 | N
Delaware City 10 | DC10 | Petroleum Products | Combustion Turbine | Operating | 18 | 18 | 200828.51 | 490.79 | 237.06 | 253.72 | 253.72 | 0 | 11.26 | NA | 23956 | NA | NA | NA | 0.3061 | 0.075 | 162.22 | N
West Lorain | 2 | Natural Gas | Combustion Turbine | Operating | 85 | 85 | 200913.51 | 495.06 | 241.34 | 253.72 | 253.72 | 0 | 3.36 | NA | 89858 | 8339 | 0 | 0 | 0.1494 | 0.0037 | 162.2822 | N
West Lorain | 5 | Natural Gas | Combustion Turbine | Operating | 85 | 85 | 200998.51 | 495.94 | 242.22 | 253.72 | 253.72 | 0 | 3.36 | NA | 90186 | 9189 | 0 | 0 | 0.1463 | 0.0036 | 162.2846 | N
Water Treatment Plant | WP1 | Petroleum Products | Internal Combustion | Operating | 1.7 | 1.7 | 201000.21 | 501.51 | 114.7 | 386.81 | 386.81 | 0 | 10.37 | NA | 11591 | NA | NA | NA | NA | NA | NA | N
Indian River GT | 10 | Petroleum Products | Combustion Turbine | Operating | 16.1 | 16.1 | 201016.31 | 502.27 | 248.55 | 253.72 | 253.72 | 0 | 13.98 | 2708.99 | 25422 | 2593 | 102 | 0.07 | 0.2199 | 0.002 | 119.31 | N
Dean Drive | PG1 | Petroleum Products | Internal Combustion | Operating | 1.6 | 1.6 | 201017.91 | 506.47 | 89.55 | 416.92 | 416.92 | 0 | 11.83 | NA | 9049 | NA | NA | NA | NA | NA | NA | N
Dean Drive | PG2 | Petroleum Products | Internal Combustion | Operating | 1.6 | 1.6 | 201019.51 | 506.47 | 89.55 | 416.92 | 416.92 | 0 | 11.83 | NA | 9049 | NA | NA | NA | NA | NA | NA | N
West Lorain | 4 | Natural Gas | Combustion Turbine | Operating | 85 | 85 | 201104.51 | 522.3 | 268.58 | 253.72 | 253.72 | 0 | 3.36 | NA | 100000 | 7896 | 0 | 0 | 0.1212 | 0.0037 | 162.287 | N
East Campus Utility Plant IC | P007 | Petroleum Products | Internal Combustion | Operating | 1.7 | 1.7 | 201106.21 | 523.55 | 107.97 | 415.58 | 415.58 | 0 | 11.62 | NA | 10911 | NA | NA | NA | NA | NA | NA | N
East Campus Utility Plant IC | P008 | Petroleum Products | Internal Combustion | Operating | 1.5 | 1.5 | 201107.71 | 523.55 | 107.97 | 415.58 | 415.58 | 0 | 11.62 | NA | 10911 | NA | NA | NA | NA | NA | NA | N
Painesville IC | WPCP1 | Petroleum Products | Internal Combustion | Operating | 1.8 | 1.8 | 201109.51 | 524.27 | 120.84 | 403.42 | 403.42 | 0 | 11.65 | NA | 12212 | NA | NA | NA | NA | NA | NA | N
Electric Avenue | 1 | Petroleum Products | Internal Combustion | Operating | 1.8 | 1.8 | 201111.31 | 534.29 | 107.08 | 427.21 | 427.21 | 0 | 12.14 | NA | 10821 | NA | NA | NA | NA | NA | NA | N
Electric Avenue | 2 | Petroleum Products | Internal Combustion | Operating | 1.8 | 1.8 | 201113.11 | 534.29 | 107.08 | 427.21 | 427.21 | 0 | 12.14 | NA | 10821 | NA | NA | NA | NA | NA | NA | N
Electric Avenue | 3 | Petroleum Products | Internal Combustion | Operating | 1.8 | 1.8 | 201114.91 | 534.29 | 107.08 | 427.21 | 427.21 | 0 | 12.14 | NA | 10821 | NA | NA | NA | NA | NA | NA | N
Yankee Street | 1 | Natural Gas | Combustion Turbine | Operating | 22 | 22 | 201136.91 | 545.26 | 47.36 | 497.91 | 497.91 | 0 | 0.12 | 582.53 | 18120 | 1243 | 69 | 0.04 | 0.059 | 0.002 | 119.31 | N
Yankee Street | 2 | Natural Gas | Combustion Turbine | Operating | 22 | 22 | 201158.91 | 545.26 | 47.36 | 497.91 | 497.91 | 0 | 0.12 | 582.53 | 18120 | 1243 | 69 | 0.04 | 0.059 | 0.002 | 119.31 | N
Yankee Street | 3 | Natural Gas | Combustion Turbine | Operating | 22 | 22 | 201180.91 | 545.26 | 47.36 | 497.91 | 497.91 | 0 | 0.12 | 582.53 | 18120 | 1243 | 69 | 0.04 | 0.059 | 0.002 | 119.31 | N
Yankee Street | 4 | Natural Gas | Combustion Turbine | Operating | 11 | 11 | 201191.91 | 545.26 | 47.36 | 497.91 | 497.91 | 0 | 0.12 | 582.53 | 18120 | 622 | 34 | 0.04 | 0.059 | 0.002 | 119.31 | N
Yankee Street | 5 | Natural Gas | Combustion Turbine | Operating | 9 | 9 | 201200.91 | 545.26 | 47.36 | 497.91 | 497.91 | 0 | 0.12 | 582.53 | 18120 | 509 | 28 | 0.04 | 0.059 | 0.002 | 119.31 | N
Yankee Street | 6 | Natural Gas | Combustion Turbine | Operating | 12 | 12 | 201212.91 | 545.26 | 47.36 | 497.91 | 497.91 | 0 | 0.12 | 582.53 | 18120 | 678 | 37 | 0.04 | 0.059 | 0.002 | 119.31 | N
Yankee Street | 7 | Natural Gas | Combustion Turbine | Operating | 11 | 11 | 201223.91 | 545.26 | 47.36 | 497.91 | 497.91 | 0 | 0.12 | 582.53 | 18120 | 622 | 34 | 0.04 | 0.059 | 0.002 | 119.31 | N
South Main Street IC | 13 | Petroleum Products | Internal Combustion | Operating | 1.8 | 1.8 | 201225.71 | 557.31 | 276.38 | 280.93 | 280.93 | 0 | 9.95 | NA | 27929 | NA | NA | NA | NA | NA | NA | N
South Main Street IC | 14 | Petroleum Products | Internal Combustion | Operating | 1.8 | 1.8 | 201227.51 | 557.31 | 276.38 | 280.93 | 280.93 | 0 | 9.95 | NA | 27929 | NA | NA | NA | NA | NA | NA | N
South Main Street IC | 15 | Petroleum Products | Internal Combustion | Operating | 1.8 | 1.8 | 201229.31 | 557.31 | 276.38 | 280.93 | 280.93 | 0 | 9.95 | NA | 27929 | NA | NA | NA | NA | NA | NA | N
Eastlake CT | 6 | Petroleum Products | Combustion Turbine | Operating | 29 | 29 | 201258.31 | 559.76 | 306.04 | 253.72 | 253.72 | 0 | 7.63 | NA | 30926 | NA | NA | NA | 1.2 | 0.5 | 162.22 | N
West Point Facility IC | GEN4 | Natural Gas | Internal Combustion | Operating | 1.7 | 1.7 | 201260.01 | 598.48 | 5.87 | 592.61 | 592.61 | 0 | 11.59 | NA | 3000 | NA | NA | NA | NA | NA | NA | Y
West Point Facility IC | GEN7 | Natural Gas | Internal Combustion | Out of Service | 0.7 | 0.7 | 201260.71 | 598.48 | 5.87 | 592.61 | 592.61 | 0 | 11.59 | NA | 3000 | NA | NA | NA | NA | NA | NA | Y
West Point Facility IC | GEN8 | Natural Gas | Internal Combustion | Operating | 1 | 1 | 201261.71 | 598.48 | 5.87 | 592.61 | 592.61 | 0 | 11.59 | NA | 3000 | NA | NA | NA | NA | NA | NA | Y
West Point Facility IC | GEN9 | Natural Gas | Internal Combustion | Operating | 0.9 | 0.9 | 201262.61 | 598.48 | 5.87 | 592.61 | 592.61 | 0 | 11.59 | NA | 3000 | NA | NA | NA | NA | NA | NA | Y
West Point Facility IC | GN10 | Natural Gas | Internal Combustion | Operating | 0.9 | 0.9 | 201263.51 | 598.48 | 5.87 | 592.61 | 592.61 | 0 | 11.59 | NA | 3000 | NA | NA | NA | NA | NA | NA | Y
Inner Harbor East Heating | 1 | Natural Gas | Internal Combustion | Operating | 2.1 | 2.1 | 201265.61 | 603.18 | 10.57 | 592.61 | 592.61 | 0 | 10.01 | NA | 5400 | NA | NA | NA | NA | NA | NA | Y
Fox Metro Water Reclamation District | RU3 | Natural Gas | Internal Combustion | Operating | 1.1 | 1.1 | 201266.71 | 603.83 | 11.22 | 592.61 | 592.61 | 0 | 5.34 | NA | 4182 | NA | NA | NA | NA | NA | NA | Y
Fox Metro Water Reclamation District | RU4 | Natural Gas | Internal Combustion | Operating | 1.1 | 1.1 | 201267.81 | 603.83 | 11.22 | 592.61 | 592.61 | 0 | 5.34 | NA | 4182 | NA | NA | NA | NA | NA | NA | Y
Northeastern Illinois University Cogen | GEN1 | Natural Gas | Internal Combustion | Operating | 0.8 | 0.8 | 201268.61 | 610.26 | 17.65 | 592.61 | 592.61 | 0 | 9.34 | NA | 6577 | NA | NA | NA | NA | NA | NA | Y
Northeastern Illinois University Cogen | GEN2 | Natural Gas | Internal Combustion | Operating | 0.8 | 0.8 | 201269.41 | 610.26 | 17.65 | 592.61 | 592.61 | 0 | 9.34 | NA | 6577 | NA | NA | NA | NA | NA | NA | Y
Northeastern Illinois University Cogen | GEN3 | Natural Gas | Internal Combustion | Operating | 0.8 | 0.8 | 201270.21 | 610.26 | 17.65 | 592.61 | 592.61 | 0 | 9.34 | NA | 6577 | NA | NA | NA | NA | NA | NA | Y
Northeastern Illinois University Cogen | GEN4 | Natural Gas | Internal Combustion | Operating | 0.8 | 0.8 | 201271.01 | 610.26 | 17.65 | 592.61 | 592.61 | 0 | 9.34 | NA | 6577 | NA | NA | NA | NA | NA | NA | Y
Gateway Gen | 1 | Petroleum Products | Internal Combustion | Operating | 1.7 | 1.7 | 201272.71 | 617.59 | 139.64 | 477.95 | 477.95 | 0 | 9.78 | NA | 14111 | NA | NA | NA | NA | NA | NA | N
Gateway Gen | 2 | Petroleum Products | Internal Combustion | Operating | 1.7 | 1.7 | 201274.41 | 617.59 | 139.64 | 477.95 | 477.95 | 0 | 9.78 | NA | 14111 | NA | NA | NA | NA | NA | NA | N
Seaside Heights Power Plant | UINT3 | Petroleum Products | Internal Combustion | Operating | 2 | 2 | 201276.41 | 622.3 | 29.69 | 592.61 | 592.61 | 0 | 13.16 | NA | 3000 | NA | NA | NA | NA | NA | NA | N
Seaside Heights Power Plant | UNIT1 | Petroleum Products | Internal Combustion | Operating | 2 | 2 | 201278.41 | 622.3 | 29.69 | 592.61 | 592.61 | 0 | 13.16 | NA | 3000 | NA | NA | NA | NA | NA | NA | N
Seaside Heights Power Plant | UNIT2 | Petroleum Products | Internal Combustion | Operating | 2 | 2 | 201280.41 | 622.3 | 29.69 | 592.61 | 592.61 | 0 | 13.16 | NA | 3000 | NA | NA | NA | NA | NA | NA | N
West Point Facility IC | GEN3 | Petroleum Products | Internal Combustion | Out of Service | 2.5 | 2.5 | 201282.91 | 622.3 | 29.69 | 592.61 | 592.61 | 0 | 11.59 | NA | 3000 | NA | NA | NA | NA | NA | NA | Y
West Point Facility IC | GEN5 | Petroleum Products | Internal Combustion | Operating | 1.2 | 1.2 | 201284.11 | 622.3 | 29.69 | 592.61 | 592.61 | 0 | 11.59 | NA | 3000 | NA | NA | NA | NA | NA | NA | Y
West Point Facility IC | GEN6 | Petroleum Products | Internal Combustion | Out of Service | 1.2 | 1.2 | 201285.31 | 622.3 | 29.69 | 592.61 | 592.61 | 0 | 11.59 | NA | 3000 | NA | NA | NA | NA | NA | NA | Y
West Point Facility IC | GN11 | Petroleum Products | Internal Combustion | Operating | 0.9 | 0.9 | 201286.21 | 622.3 | 29.69 | 592.61 | 592.61 | 0 | 11.59 | NA | 3000 | NA | NA | NA | NA | NA | NA | Y
Rock-Tenn Company (IL) | E-1 | Natural Gas | Internal Combustion | Operating | 0.7 | 0.7 | 201286.91 | 627.69 | 35.08 | 592.61 | 592.61 | 0 | 8.22 | NA | 13077 | NA | NA | NA | NA | NA | NA | N
Rock-Tenn Company (IL) | E2-A | Natural Gas | Internal Combustion | Operating | 0.7 | 0.7 | 201287.61 | 627.69 | 35.08 | 592.61 | 592.61 | 0 | 8.22 | NA | 13077 | NA | NA | NA | NA | NA | NA | N
Rock-Tenn Company (IL) | E2-B | Natural Gas | Internal Combustion | Operating | 0.7 | 0.7 | 201288.31 | 627.69 | 35.08 | 592.61 | 592.61 | 0 | 8.22 | NA | 13077 | NA | NA | NA | NA | NA | NA | N
Rock-Tenn Company (IL) | E3 | Natural Gas | Internal Combustion | Operating | 0.8 | 0.8 | 201289.11 | 627.69 | 35.08 | 592.61 | 592.61 | 0 | 8.22 | NA | 13077 | NA | NA | NA | NA | NA | NA | N
Anadarko IC | 10 | Petroleum Products | Internal Combustion | Operating | 1.2 | 1.2 | 201290.31 | 636.48 | 113.92 | 522.57 | 522.57 | 0 | 7.87 | NA | 11511 | NA | NA | NA | NA | NA | NA | N
Anadarko IC | 11 | Petroleum Products | Internal Combustion | Operating | 1.2 | 1.2 | 201291.51 | 636.48 | 113.92 | 522.57 | 522.57 | 0 | 7.87 | NA | 11511 | NA | NA | NA | NA | NA | NA | N
Anadarko IC | 6 | Petroleum Products | Internal Combustion | Operating | 0.6 | 0.6 | 201292.11 | 636.48 | 113.92 | 522.57 | 522.57 | 0 | 7.87 | NA | 11511 | NA | NA | NA | NA | NA | NA | N
Anadarko IC | 7 | Petroleum Products | Internal Combustion | Operating | 1.2 | 1.2 | 201293.31 | 636.48 | 113.92 | 522.57 | 522.57 | 0 | 7.87 | NA | 11511 | NA | NA | NA | NA | NA | NA | N
Anadarko IC | 8 | Petroleum Products | Internal Combustion | Operating | 1.5 | 1.5 | 201294.81 | 636.48 | 113.92 | 522.57 | 522.57 | 0 | 7.87 | NA | 11511 | NA | NA | NA | NA | NA | NA | N
Anadarko IC | 9 | Petroleum Products | Internal Combustion | Operating | 2.1 | 2.1 | 201296.91 | 636.48 | 113.92 | 522.57 | 522.57 | 0 | 7.87 | NA | 11511 | NA | NA | NA | NA | NA | NA | N
Mount Storm CT | JF1 | Petroleum Products | Combustion Turbine | Operating | 15 | 15 | 201311.91 | 657.9 | 404.17 | 253.72 | 253.72 | 0 | 13.98 | 2002.17 | 16750 | 2613 | 156 | 0.12 | 0.698 | 0.272 | 156.26 | N
Pleasant Valley IC | D-4 | Petroleum Products | Internal Combustion | Operating | 2 | 2 | 201313.91 | 673.97 | 104.78 | 569.19 | 569.19 | 0 | 11.33 | NA | 10588 | NA | NA | NA | NA | NA | NA | N
Pleasant Valley IC | D-6 | Petroleum Products | Internal Combustion | Operating | 2 | 2 | 201315.91 | 673.97 | 104.78 | 569.19 | 569.19 | 0 | 11.33 | NA | 10588 | NA | NA | NA | NA | NA | NA | N
Jackson, OH | 12 | Petroleum Products | Internal Combustion | Operating | 1.8 | 1.8 | 201317.71 | 682.77 | 90.16 | 592.61 | 592.61 | 0 | 8.88 | NA | 9111 | NA | NA | NA | NA | NA | NA | N
Niles, OH | 13 | Petroleum Products | Internal Combustion | Operating | 5.4 | 5.4 | 201323.11 | 683.2 | 90.59 | 592.61 | 592.61 | 0 | 10.42 | NA | 9154 | NA | NA | NA | NA | NA | NA | N
Wadsworth | 13 | Petroleum Products | Internal Combustion | Operating | 2.7 | 2.7 | 201325.81 | 688.93 | 96.32 | 592.61 | 592.61 | 0 | 10.42 | NA | 9733 | NA | NA | NA | NA | NA | NA | N
Avenue A Gen Sets | 1 | Petroleum Products | Internal Combustion | Operating | 1.8 | 1.8 | 201327.61 | 689.39 | 96.78 | 592.61 | 592.61 | 0 | 10.72 | NA | 9780 | NA | NA | NA | 0.301 | NA | 162.22 | N
Avenue A Gen Sets | 2 | Petroleum Products | Internal Combustion | Operating | 1.8 | 1.8 | 201329.41 | 689.39 | 96.78 | 592.61 | 592.61 | 0 | 10.72 | NA | 9780 | NA | NA | NA | 0.301 | NA | 162.22 | N
Bowling Green | 1 | Petroleum Products | Internal Combustion | Operating | 0.8 | 0.8 | 201330.21 | 689.77 | 97.16 | 592.61 | 592.61 | 0 | 11.83 | NA | 9818 | NA | NA | NA | NA | NA | NA | N
Bowling Green | 2 | Petroleum Products | Internal Combustion | Operating | 3.6 | 3.6 | 201333.81 | 689.77 | 97.16 | 592.61 | 592.61 | 0 | 11.83 | NA | 9818 | NA | NA | NA | NA | NA | NA | N
Napoleon | 1 | Petroleum Products | Internal Combustion | Operating | 1.8 | 1.8 | 201335.61 | 694.04 | 101.43 | 592.61 | 592.61 | 0 | 10.42 | NA | 10250 | NA | NA | NA | NA | NA | NA | N
Napoleon | 2 | Petroleum Products | Internal Combustion | Operating | 1.8 | 1.8 | 201337.41 | 694.04 | 101.43 | 592.61 | 592.61 | 0 | 10.42 | NA | 10250 | NA | NA | NA | NA | NA | NA | N
Napoleon | 3 | Petroleum Products | Internal Combustion | Operating | 1.8 | 1.8 | 201339.21 | 694.04 | 101.43 | 592.61 | 592.61 | 0 | 10.42 | NA | 10250 | NA | NA | NA | NA | NA | NA | N
B.L. England IC | IC1 | Petroleum Products | Internal Combustion | Retired | 2 | 2 | 201341.21 | 699.13 | 106.52 | 592.61 | 592.61 | 0 | 15.48 | 18392.7 | 10857 | 19 | 2 | 0.02 | NA | NA | NA | N
B.L. England IC | IC2 | Petroleum Products | Internal Combustion | Retired | 2 | 2 | 201343.21 | 699.13 | 106.52 | 592.61 | 592.61 | 0 | 15.48 | 18392.7 | 10857 | 19 | 2 | 0.02 | NA | NA | NA | N
B.L. England IC | IC3 | Petroleum Products | Internal Combustion | Retired | 2 | 2 | 201345.21 | 699.13 | 106.52 | 592.61 | 592.61 | 0 | 15.48 | 18392.7 | 10857 | 19 | 2 | 0.02 | NA | NA | NA | N
B.L. England IC | IC4 | Petroleum Products | Internal Combustion | Retired | 2 | 2 | 201347.21 | 699.13 | 106.52 | 592.61 | 592.61 | 0 | 15.48 | 18392.7 | 10857 | 19 | 2 | 0.02 | NA | NA | NA | N
Renick Run | 3 | Petroleum Products | Internal Combustion | Operating | 1.1 | 1.1 | 201348.31 | 699.49 | 106.88 | 592.61 | 592.61 | 0 | 10.77 | NA | 10800 | NA | NA | NA | NA | NA | NA | N
Renick Run | 4 | Petroleum Products | Internal Combustion | Operating | 1.1 | 1.1 | 201349.41 | 699.49 | 106.88 | 592.61 | 592.61 | 0 | 10.77 | NA | 10800 | NA | NA | NA | NA | NA | NA | N
New Castle IC | EMDA | Petroleum Products | Internal Combustion | Operating | 2.5 | 2.5 | 201351.91 | 701.64 | 109.03 | 592.61 | 592.61 | 0 | 7.25 | NA | 12889 | 262 | 0 | 0 | NA | NA | NA | N
New Castle IC | EMDB | Petroleum Products | Internal Combustion | Out of Service | 2.5 | 2.5 | 201354.41 | 701.64 | 109.03 | 592.61 | 592.61 | 0 | 7.25 | NA | 12889 | 262 | 0 | 0 | NA | NA | NA | N
West Point Facility IC | GN12 | Petroleum Products | Internal Combustion | Operating | 2 | 2 | 201356.41 | 701.64 | 109.03 | 592.61 | 592.61 | 0 | 11.59 | NA | 3000 | NA | NA | NA | NA | NA | NA | Y
West Point Facility IC | GN13 | Petroleum Products | Internal Combustion | Operating | 2 | 2 | 201358.41 | 701.64 | 109.03 | 592.61 | 592.61 | 0 | 11.59 | NA | 3000 | NA | NA | NA | NA | NA | NA | Y
Engle | 16 | Petroleum Products | Internal Combustion | Operating | 4.5 | 4.5 | 201362.91 | 704.38 | 111.77 | 592.61 | 592.61 | 0 | 11.57 | NA | 11294 | NA | NA | NA | NA | NA | NA | N
IMEA Flora | 10 | Petroleum Products | Internal Combustion | Operating | 0.9 | 0.9 | 201363.81 | 706.21 | 113.6 | 592.61 | 592.61 | 0 | 12.39 | NA | 11480 | NA | NA | NA | NA | NA | NA | N
IMEA Flora | 6 | Petroleum Products | Internal Combustion | Operating | 0.9 | 0.9 | 201364.71 | 706.21 | 113.6 | 592.61 | 592.61 | 0 | 12.39 | NA | 11480 | NA | NA | NA | NA | NA | NA | N
IMEA Flora | 7 | Petroleum Products | Internal Combustion | Operating | 0.9 | 0.9 | 201365.61 | 706.21 | 113.6 | 592.61 | 592.61 | 0 | 12.39 | NA | 11480 | NA | NA | NA | NA | NA | NA | N
IMEA Flora | 8 | Petroleum Products | Internal Combustion | Operating | 0.9 | 0.9 | 201366.51 | 706.21 | 113.6 | 592.61 | 592.61 | 0 | 12.39 | NA | 11480 | NA | NA | NA | NA | NA | NA | N
IMEA Flora | 9 | Petroleum Products | Internal Combustion | Operating | 0.9 | 0.9 | 201367.41 | 706.21 | 113.6 | 592.61 | 592.61 | 0 | 12.39 | NA | 11480 | NA | NA | NA | NA | NA | NA | N
Columbus Oil Unit 5 | 5 | Petroleum Products | Internal Combustion | Operating | 1.8 | 1.8 | 201369.21 | 711.36 | 118.75 | 592.61 | 592.61 | 0 | 10.91 | NA | 12000 | NA | NA | NA | NA | NA | NA | N
Ocracoke | 1 | Petroleum Products | Internal Combustion | Operating | 1 | 1 | 201370.21 | 721.4 | 285.03 | 436.37 | 436.37 | 0 | 8.18 | NA | 28803 | NA | NA | NA | NA | NA | NA | N
Oberlin, OH | 10 | Natural Gas | Internal Combustion | Operating | 0.5 | 0.5 | 201370.71 | 734.37 | 168.57 | 565.8 | 565.8 | 0 | 11.01 | NA | 62763 | NA | NA | NA | NA | NA | NA | N
Oberlin, OH | 2A | Natural Gas | Internal Combustion | Operating | 3.1 | 3.1 | 201373.81 | 734.37 | 168.57 | 565.8 | 565.8 | 0 | 11.01 | NA | 62763 | NA | NA | NA | NA | NA | NA | N
Oberlin, OH | 3A | Natural Gas | Internal Combustion | Operating | 3.1 | 3.1 | 201376.91 | 734.37 | 168.57 | 565.8 | 565.8 | 0 | 11.01 | NA | 62763 | NA | NA | NA | NA | NA | NA | N
Oberlin, OH | 9 | Natural Gas | Internal Combustion | Operating | 0.4 | 0.4 | 201377.31 | 734.37 | 168.57 | 565.8 | 565.8 | 0 | 11.01 | NA | 62763 | NA | NA | NA | NA | NA | NA | N
Oberlin, OH | IC4 | Natural Gas | Internal Combustion | Operating | 2.1 | 2.1 | 201379.41 | 734.37 | 168.57 | 565.8 | 565.8 | 0 | 11.01 | NA | 62763 | NA | NA | NA | NA | NA | NA | N
Shelby South | 1 | Petroleum Products | Internal Combustion | Operating | 0.9 | 0.9 | 201380.31 | 738 | 145.39 | 592.61 | 592.61 | 0 | 7.96 | NA | 14692 | NA | NA | NA | NA | NA | NA | N
Stryker | 1 | Petroleum Products | Combustion Turbine | Operating | 18 | 18 | 201398.31 | 744.67 | 490.95 | 253.72 | 253.72 | 0 | 11.26 | NA | 49611 | NA | NA | NA | 0.301 | 0.075 | 162.22 | N
Sunbury IC | DI2 | Petroleum Products | Internal Combustion | Operating | 5 | 5 | 201403.31 | 793.36 | 200.75 | 592.61 | 592.61 | 0 | 2.57 | 2933.14 | 20333 | 122 | 6 | 0.01 | NA | NA | NA | N
PPG Industries Works 6 IC Facility | L1 | Petroleum Products | Internal Combustion | Operating | 2 | 2 | 201405.31 | 856.24 | 263.63 | 592.61 | 592.61 | 0 | 7.78 | NA | 26640 | NA | NA | NA | NA | NA | NA | N
PPG Industries Works 6 IC Facility | L2AE | Petroleum Products | Internal Combustion | Operating | 1.5 | 1.5 | 201406.81 | 856.24 | 263.63 | 592.61 | 592.61 | 0 | 7.78 | NA | 26640 | NA | NA | NA | NA | NA | NA | N
PPG Industries Works 6 IC Facility | L2BW | Petroleum Products | Internal Combustion | Operating | 1.5 | 1.5 | 201408.31 | 856.24 | 263.63 | 592.61 | 592.61 | 0 | 7.78 | NA | 26640 | NA | NA | NA | NA | NA | NA | N
Shelby Municipal IC | IC1 | Petroleum Products | Internal Combustion | Operating | 3 | 3 | 201411.31 | 901.67 | 309.06 | 592.61 | 592.61 | 0 | 1.97 | NA | 31231 | NA | NA | NA | NA | NA | NA | N
O.H. Hutchings CT | 7 | Natural Gas | Combustion Turbine | Operating | 33 | 33 | 201444.31 | 923.08 | 334.52 | 588.56 | 588.56 | 0 | 20.77 | 19962.1 | 95694 | 3445 | 36 | 0.01 | 0.8047 | 0.1052 | 119.31 | N
Columbus Oil Unit 7 | 7 | Petroleum Products | Internal Combustion | Operating | 1.8 | 1.8 | 201446.11 | 948.86 | 356.25 | 592.61 | 592.61 | 0 | 10.91 | NA | 36000 | NA | NA | NA | NA | NA | NA | N
Columbus Oil Unit 6 | 6 | Petroleum Products | Internal Combustion | Operating | 1.1 | 1.1 | 201447.21 | 1008.24 | 415.63 | 592.61 | 592.61 | 0 | 7.31 | NA | 42000 | NA | NA | NA | NA | NA | NA | N
Possum Point CT | GT1 | Petroleum Products | Combustion Turbine | Operating | 19 | 19 | 201466.21 | 1125.66 | 220.62 | 905.04 | 905.04 | 0 | 4.9 | 3171.07 | 18878 | 859 | 46 | 0.03 | 0.301 | 0.075 | 162.22 | N
Possum Point CT | GT2 | Petroleum Products | Combustion Turbine | Operating | 17 | 17 | 201483.21 | 1125.66 | 220.62 | 905.04 | 905.04 | 0 | 4.9 | 3171.07 | 18878 | 769 | 41 | 0.03 | 0.301 | 0.075 | 162.22 | N
Possum Point CT | GT3 | Petroleum Products | Combustion Turbine | Operating | 16 | 16 | 201499.21 | 1125.66 | 220.62 | 905.04 | 905.04 | 0 | 4.9 | 3171.07 | 18878 | 724 | 38 | 0.03 | 0.301 | 0.075 | 162.22 | N
Possum Point CT | GT4 | Petroleum Products | Combustion Turbine | Operating | 18 | 18 | 201517.21 | 1125.66 | 220.62 | 905.04 | 905.04 | 0 | 4.9 | 3171.07 | 18878 | 814 | 43 | 0.03 | 0.301 | 0.075 | 162.22 | N
Possum Point CT | GT5 | Petroleum Products | Combustion Turbine | Operating | 17 | 17 | 201534.21 | 1125.66 | 220.62 | 905.04 | 905.04 | 0 | 4.9 | 3171.07 | 18878 | 769 | 41 | 0.03 | 0.301 | 0.075 | 162.22 | N
Possum Point CT | GT6 | Petroleum Products | Combustion Turbine | Operating | 19 | 19 | 201553.21 | 1125.66 | 220.62 | 905.04 | 905.04 | 0 | 4.9 | 3171.07 | 18878 | 859 | 46 | 0.03 | 0.301 | 0.075 | 162.22 | N
Oberlin, OH | 1 | Petroleum Products | Internal Combustion | Operating | 1 | 1 | 201554.21 | 1186.9 | 621.1 | 565.8 | 565.8 | 0 | 11.01 | NA | 62763 | NA | NA | NA | NA | NA | NA | N
Oberlin, OH | 6 | Petroleum Products | Internal Combustion | Operating | 2 | 2 | 201556.21 | 1186.9 | 621.1 | 565.8 | 565.8 | 0 | 11.01 | NA | 62763 | NA | NA | NA | NA | NA | NA | N
Oberlin, OH | 7 | Petroleum Products | Internal Combustion | Operating | 2.7 | 2.7 | 201558.91 | 1186.9 | 621.1 | 565.8 | 565.8 | 0 | 11.01 | NA | 62763 | NA | NA | NA | NA | NA | NA | N
Oberlin, OH | 8 | Petroleum Products | Internal Combustion | Operating | 3 | 3 | 201561.91 | 1186.9 | 621.1 | 565.8 | 565.8 | 0 | 11.01 | NA | 62763 | NA | NA | NA | NA | NA | NA | N
Bay Shore CT | CT | Petroleum Products | Combustion Turbine | Operating | 17 | 17 | 201578.91 | 1243.32 | 989.59 | 253.72 | 253.72 | 0 | 10.2 | NA | 100000 | 1302 | 0 | 0 | 0.301 | 0.075 | 162.22 | N
West Lorain | 1A | Petroleum Products | Combustion Turbine | Operating | 60 | 60 | 201638.91 | 1243.32 | 989.59 | 253.72 | 253.72 | 0 | 3.36 | NA | 100000 | 11697 | 0 | 0 | 0.532 | 0.1 | 99.3773 | N
West Lorain | 1B | Petroleum Products | Combustion Turbine | Operating | 60 | 60 | 201698.91 | 1243.32 | 989.59 | 253.72 | 253.72 | 0 | 3.36 | NA | 100000 | 13159 | 0 | 0 | 0.586 | 0.1 | 99.3773 | N

## PA summer capacity
Plant Name | Unit No | Primary | Generation | Operating | Summer | Adjusted | Cumulative | Variable | Total | Non-Fuel | Non-Fuel | Emission | Fixed | Total Operation | Heat Rate | Heat Input | Net | Capacity | NOX | SO2 | CO2 | Cogenerator?
|  | Fuel Type | Technology | Status | Capacity | Summer | Summer | O&M Costs | Fuel Costs | Variable | Non-Allowance | Allowance | O&M Cost | & | (Btu/kWh) | (MMBtu) | Generation | Factor | Emissions | Emissions | Emissions
[5 empty] | (MW) | Capacity | Capacity | ($/MWh) | ($/MWh) | O&M Costs | Variable O&M | Costs | ($/kW-Year) | Maint Cost |  |  | (MWh) | (%) | Rate | Rate | Rate
[6 empty] | (MW) | (MW) |  |  | ($/MWh) | ($/MWh) | ($/MWh) |  | ($/MWh) |  |  |  |  | (lbs/MMBtu) | (lbs/MMBtu) | (lbs/MMBtu)
500 Virginia Solar | 1 | Solar | Solar | Operating | 1 | 1 | 1 | 0 | 0 | 0 | 0 | 0 | 27.04 | NA | NA | NA | NA | NA | NA | NA | NA | N
Air Products Solar (Trexlertown Solar) | GEN1 | Solar | Solar | Operating | 1.9 | 1.9 | 2.9 | 0 | 0 | 0 | 0 | 0 | 27.04 | NA | NA | NA | NA | NA | NA | NA | NA | N
Altairnano PJM Li-ion Battery Storage Project | 1 | Other Fuel | Other | Operating | 1 | 1 | 3.9 | 0 | 0 | 0 | 0 | 0 | 0 | NA | NA | NA | NA | NA | NA | NA | NA | N
Aqua Ingrams Mill Solar | 1 | Solar | Solar | Operating | 0.4 | 0.4 | 4.3 | 0 | 0 | 0 | 0 | 0 | 27.04 | NA | NA | NA | NA | NA | NA | NA | NA | N
Beaver Solar | PV1 | Solar | Solar | Operating | 1.3 | 1.3 | 5.6 | 0 | 0 | 0 | 0 | 0 | 27.04 | NA | NA | NA | NA | NA | NA | NA | NA | N
Carlisle Area School District | CASDE | Solar | Solar | Operating | 0.9 | 0.9 | 6.5 | 0 | 0 | 0 | 0 | 0 | 27.04 | NA | NA | NA | NA | NA | NA | NA | NA | N
Carlisle Area School District | CASDW | Solar | Solar | Operating | 0.4 | 0.4 | 6.9 | 0 | 0 | 0 | 0 | 0 | 27.04 | NA | NA | NA | NA | NA | NA | NA | NA | N
Conshohocken -Solar | 1 | Solar | Solar | Operating | 0.06 | 0.06 | 6.96 | 0 | 0 | 0 | 0 | 0 | 27.04 | NA | NA | NA | NA | NA | NA | NA | NA | N
Crayola Solar Park | 1 | Solar | Solar | Operating | 1 | 1 | 7.96 | 0 | 0 | 0 | 0 | 0 | 27.04 | NA | NA | NA | NA | NA | NA | NA | NA | N
Crayola Solar Park | 2 | Solar | Solar | Operating | 1 | 1 | 8.96 | 0 | 0 | 0 | 0 | 0 | 27.04 | NA | NA | NA | NA | NA | NA | NA | NA | N
Crayola Solar Park | 3 | Solar | Solar | Operating | 0.8 | 0.8 | 9.76 | 0 | 0 | 0 | 0 | 0 | 27.04 | NA | NA | NA | NA | NA | NA | NA | NA | N
Exelon-Conergy Solar Energy Center | MESA | Solar | Solar | Operating | 1.5 | 1.5 | 11.26 | 0 | 0 | 0 | 0 | 0 | 27.04 | NA | NA | NA | NA | NA | NA | NA | NA | N
Green Mountain Battery Storage System | BGM | Other Fuel | Other | Operating | 10.4 | 10.4 | 21.66 | 0 | 0 | 0 | 0 | 0 | 0 | NA | NA | NA | NA | NA | NA | NA | NA | N
Hazle Township Flywheel Energy Storage | HRS1A | Other Fuel | Other | Operating | 4 | 4 | 25.66 | 0 | 0 | 0 | 0 | 0 | 0 | NA | NA | NA | NA | NA | NA | NA | NA | N
Hazle Township Flywheel Energy Storage | HRS1B | Other Fuel | Other | Operating | 10 | 10 | 35.66 | 0 | 0 | 0 | 0 | 0 | 0 | NA | NA | NA | NA | NA | NA | NA | NA | N
Hazle Township Flywheel Energy Storage | HRS1C | Other Fuel | Other | Operating | 6 | 6 | 41.66 | 0 | 0 | 0 | 0 | 0 | 0 | NA | NA | NA | NA | NA | NA | NA | NA | N
Keystone Solar Project | KSTN | Solar | Solar | Operating | 5 | 5 | 46.66 | 0 | 0 | 0 | 0 | 0 | 27.04 | NA | NA | NA | NA | NA | NA | NA | NA | N
Knouse Foods Solar Plant | 1 | Solar | Solar | Operating | 3 | 3 | 49.66 | 0 | 0 | 0 | 0 | 0 | 27.04 | NA | NA | NA | NA | NA | NA | NA | NA | N
Lincoln Financial Field Solar Plant | GEN1 | Solar | Solar | Operating | 2.9 | 2.9 | 52.56 | 0 | 0 | 0 | 0 | 0 | 27.04 | NA | NA | NA | NA | NA | NA | NA | NA | N
Longwood Gardens Solar Plant | 1 | Solar | Solar | Operating | 1.3 | 1.3 | 53.86 | 0 | 0 | 0 | 0 | 0 | 27.04 | NA | NA | NA | NA | NA | NA | NA | NA | N
Marlboro Mushrooms Solar Field | GEN1 | Solar | Solar | Operating | 1 | 1 | 54.86 | 0 | 0 | 0 | 0 | 0 | 27.04 | NA | NA | NA | NA | NA | NA | NA | NA | N
Martin Limestone Solar Array Plant | GEN1 | Solar | Solar | Operating | 1 | 1 | 55.86 | 0 | 0 | 0 | 0 | 0 | 27.04 | NA | NA | NA | NA | NA | NA | NA | NA | N
Masser Farms Realty Solar | MFRS | Solar | Solar | Operating | 1 | 1 | 56.86 | 0 | 0 | 0 | 0 | 0 | 27.04 | NA | NA | NA | NA | NA | NA | NA | NA | N
Morgantown Solar Park | 1 | Solar | Solar | Operating | 1.6 | 1.6 | 58.46 | 0 | 0 | 0 | 0 | 0 | 27.04 | NA | NA | NA | NA | NA | NA | NA | NA | N
PA Solar Park Project | 1 | Solar | Solar | Operating | 10 | 10 | 68.46 | 0 | 0 | 0 | 0 | 0 | 27.04 | NA | NA | NA | NA | NA | NA | NA | NA | N
Pickering Solar | 1 | Solar | Solar | Operating | 1.4 | 1.4 | 69.86 | 0 | 0 | 0 | 0 | 0 | 27.04 | NA | NA | NA | NA | NA | NA | NA | NA | N
Pocono Raceway Solar Project | POCON | Solar | Solar | Operating | 3 | 3 | 72.86 | 0 | 0 | 0 | 0 | 0 | 27.04 | NA | NA | NA | NA | NA | NA | NA | NA | N
Romark PA Solar | 1 | Solar | Solar | Operating | 1.8 | 1.8 | 74.66 | 0 | 0 | 0 | 0 | 0 | 27.04 | NA | NA | NA | NA | NA | NA | NA | NA | N
Turnkey Project - GlaxoSmith | 1 | Solar | Solar | Operating | 1.6 | 1.6 | 76.26 | 0 | 0 | 0 | 0 | 0 | 27.04 | NA | NA | NA | NA | NA | NA | NA | NA | N
Twin Ridges Wind Farm | 1 | Wind | Wind | Operating | 139.4 | 139.4 | 215.66 | 1.74 | 0 | 1.74 | 1.74 | 0 | 16.52 | 7.04 | NA | NA | 434577 | 35.49 | NA | NA | NA | N
Mehoopany Wind | 1 | Wind | Wind | Operating | 142.6 | 142.6 | 358.26 | 1.76 | 0 | 1.76 | 1.76 | 0 | 16.5 | 7.5 | NA | NA | 409855 | 32.72 | NA | NA | NA | N
Highland North Wind Farm | 1 | Wind | Wind | Operating | 75 | 75 | 433.26 | 1.93 | 0 | 1.93 | 1.93 | 0 | 17.38 | 8.51 | NA | NA | 198012 | 30.06 | NA | NA | NA | N
Laurel Hill | 1 | Wind | Wind | Operating | 69 | 69 | 502.26 | 1.95 | 0 | 1.95 | 1.95 | 0 | 17.54 | 8.55 | NA | NA | 183462 | 30.27 | NA | NA | NA | N
Sandy Ridge Wind Farm | 1 | Wind | Wind | Operating | 48.2 | 48.2 | 550.46 | 1.98 | 0 | 1.98 | 1.98 | 0 | 18.41 | 7.68 | NA | NA | 155711 | 36.78 | NA | NA | NA | N
Armenia Mountain Wind | 1 | Wind | Wind | Operating | 100.5 | 100.5 | 650.96 | 2.02 | 0 | 2.02 | 2.02 | 0 | 17.95 | 8.9 | NA | NA | 262390 | 29.72 | NA | NA | NA | N
Holtwood Hydroelectric Plant | HW1 | Water | Hydro | Operating | 10 | 10 | 660.96 | 2.05 | 0 | 2.05 | 2.05 | 0 | 8.43 | 4.57 | NA | NA | 33401 | 38.03 | NA | NA | NA | N
Holtwood Hydroelectric Plant | HW10 | Water | Hydro | Operating | 13.2 | 13.2 | 674.16 | 2.05 | 0 | 2.05 | 2.05 | 0 | 8.43 | 4.57 | NA | NA | 44090 | 38.03 | NA | NA | NA | N
Holtwood Hydroelectric Plant | HW11 | Water | Hydro | Operating | 1.2 | 1.2 | 675.36 | 2.05 | 0 | 2.05 | 2.05 | 0 | 8.43 | 4.57 | NA | NA | 4008 | 38.03 | NA | NA | NA | N
Holtwood Hydroelectric Plant | HW13 | Water | Hydro | Operating | 1.2 | 1.2 | 676.56 | 2.05 | 0 | 2.05 | 2.05 | 0 | 8.43 | 4.57 | NA | NA | 4008 | 38.03 | NA | NA | NA | N
Holtwood Hydroelectric Plant | HW18 | Water | Hydro | Operating | 64.6 | 64.6 | 741.16 | 2.05 | 0 | 2.05 | 2.05 | 0 | 8.43 | 4.57 | NA | NA | 215772 | 38.03 | NA | NA | NA | N
Holtwood Hydroelectric Plant | HW19 | Water | Hydro | Operating | 64.6 | 64.6 | 805.76 | 2.05 | 0 | 2.05 | 2.05 | 0 | 8.43 | 4.57 | NA | NA | 215772 | 38.03 | NA | NA | NA | N
Holtwood Hydroelectric Plant | HW2 | Water | Hydro | Operating | 11.7 | 11.7 | 817.46 | 2.05 | 0 | 2.05 | 2.05 | 0 | 8.43 | 4.57 | NA | NA | 39079 | 38.03 | NA | NA | NA | N
Holtwood Hydroelectric Plant | HW3 | Water | Hydro | Operating | 12.7 | 12.7 | 830.16 | 2.05 | 0 | 2.05 | 2.05 | 0 | 8.43 | 4.57 | NA | NA | 42419 | 38.03 | NA | NA | NA | N
Holtwood Hydroelectric Plant | HW4 | Water | Hydro | Operating | 11.2 | 11.2 | 841.36 | 2.05 | 0 | 2.05 | 2.05 | 0 | 8.43 | 4.57 | NA | NA | 37409 | 38.03 | NA | NA | NA | N
Holtwood Hydroelectric Plant | HW5 | Water | Hydro | Operating | 12.1 | 12.1 | 853.46 | 2.05 | 0 | 2.05 | 2.05 | 0 | 8.43 | 4.57 | NA | NA | 40415 | 38.03 | NA | NA | NA | N
Holtwood Hydroelectric Plant | HW6 | Water | Hydro | Operating | 12.5 | 12.5 | 865.96 | 2.05 | 0 | 2.05 | 2.05 | 0 | 8.43 | 4.57 | NA | NA | 41751 | 38.03 | NA | NA | NA | N
Holtwood Hydroelectric Plant | HW7 | Water | Hydro | Operating | 10.3 | 10.3 | 876.26 | 2.05 | 0 | 2.05 | 2.05 | 0 | 8.43 | 4.57 | NA | NA | 34403 | 38.03 | NA | NA | NA | N
Holtwood Hydroelectric Plant | HW8 | Water | Hydro | Operating | 10.5 | 10.5 | 886.76 | 2.05 | 0 | 2.05 | 2.05 | 0 | 8.43 | 4.57 | NA | NA | 35071 | 38.03 | NA | NA | NA | N
Holtwood Hydroelectric Plant | HW9 | Water | Hydro | Operating | 13.2 | 13.2 | 899.96 | 2.05 | 0 | 2.05 | 2.05 | 0 | 8.43 | 4.57 | NA | NA | 44090 | 38.03 | NA | NA | NA | N
Locust Ridge II | 1 | Wind | Wind | Operating | 102 | 102 | 1001.96 | 2.14 | 0 | 2.14 | 2.14 | 0 | 17.91 | 10.57 | NA | NA | 216696 | 24.19 | NA | NA | NA | N
South Chestnut Wind Project | 1 | Wind | Wind | Operating | 50.4 | 50.4 | 1052.36 | 2.2 | 0 | 2.2 | 2.2 | 0 | 18.29 | 10.64 | NA | NA | 109193 | 24.66 | NA | NA | NA | N
Patton Wind Farm | 1 | Wind | Wind | Operating | 30 | 30 | 1082.36 | 2.21 | 0 | 2.21 | 2.21 | 0 | 20.17 | 8.44 | NA | NA | 97125 | 36.86 | NA | NA | NA | N
Safe Harbor | 1 | Water | Hydro | Operating | 33 | 33 | 1115.36 | 2.27 | 0 | 2.27 | 2.27 | 0 | 8.43 | 6.74 | NA | NA | 62211 | 21.46 | NA | NA | NA | N
Safe Harbor | 10 | Water | Hydro | Operating | 37.5 | 37.5 | 1152.86 | 2.27 | 0 | 2.27 | 2.27 | 0 | 8.43 | 6.74 | NA | NA | 70694 | 21.46 | NA | NA | NA | N
Safe Harbor | 11 | Water | Hydro | Operating | 37.5 | 37.5 | 1190.36 | 2.27 | 0 | 2.27 | 2.27 | 0 | 8.43 | 6.74 | NA | NA | 70694 | 21.46 | NA | NA | NA | N
Safe Harbor | 12 | Water | Hydro | Operating | 37.5 | 37.5 | 1227.86 | 2.27 | 0 | 2.27 | 2.27 | 0 | 8.43 | 6.74 | NA | NA | 70694 | 21.46 | NA | NA | NA | N
Safe Harbor | 2 | Water | Hydro | Operating | 33 | 33 | 1260.86 | 2.27 | 0 | 2.27 | 2.27 | 0 | 8.43 | 6.74 | NA | NA | 62211 | 21.46 | NA | NA | NA | N
Safe Harbor | 3 | Water | Hydro | Operating | 32 | 32 | 1292.86 | 2.27 | 0 | 2.27 | 2.27 | 0 | 8.43 | 6.74 | NA | NA | 60326 | 21.46 | NA | NA | NA | N
Safe Harbor | 4 | Water | Hydro | Operating | 32 | 32 | 1324.86 | 2.27 | 0 | 2.27 | 2.27 | 0 | 8.43 | 6.74 | NA | NA | 60326 | 21.46 | NA | NA | NA | N
Safe Harbor | 41 | Water | Hydro | Operating | 2 | 2 | 1326.86 | 2.27 | 0 | 2.27 | 2.27 | 0 | 8.43 | 6.74 | NA | NA | 3770 | 21.46 | NA | NA | NA | N
Safe Harbor | 42 | Water | Hydro | Operating | 2 | 2 | 1328.86 | 2.27 | 0 | 2.27 | 2.27 | 0 | 8.43 | 6.74 | NA | NA | 3770 | 21.46 | NA | NA | NA | N
Safe Harbor | 5 | Water | Hydro | Operating | 32 | 32 | 1360.86 | 2.27 | 0 | 2.27 | 2.27 | 0 | 8.43 | 6.74 | NA | NA | 60326 | 21.46 | NA | NA | NA | N
Safe Harbor | 6 | Water | Hydro | Operating | 32 | 32 | 1392.86 | 2.27 | 0 | 2.27 | 2.27 | 0 | 8.43 | 6.74 | NA | NA | 60326 | 21.46 | NA | NA | NA | N
Safe Harbor | 7 | Water | Hydro | Operating | 32 | 32 | 1424.86 | 2.27 | 0 | 2.27 | 2.27 | 0 | 8.43 | 6.74 | NA | NA | 60326 | 21.46 | NA | NA | NA | N
Safe Harbor | 8 | Water | Hydro | Operating | 37.5 | 37.5 | 1462.36 | 2.27 | 0 | 2.27 | 2.27 | 0 | 8.43 | 6.74 | NA | NA | 70694 | 21.46 | NA | NA | NA | N
Safe Harbor | 9 | Water | Hydro | Operating | 37.5 | 37.5 | 1499.86 | 2.27 | 0 | 2.27 | 2.27 | 0 | 8.43 | 6.74 | NA | NA | 70694 | 21.46 | NA | NA | NA | N
Allegheny Ridge Wind Farm | 1 | Wind | Wind | Operating | 80 | 80 | 1579.86 | 2.29 | 0 | 2.29 | 2.29 | 0 | 19.44 | 9.96 | NA | NA | 202849 | 28.87 | NA | NA | NA | N
Chestnut Flats Windfarm | 1 | Wind | Wind | Operating | 38 | 38 | 1617.86 | 2.31 | 0 | 2.31 | 2.31 | 0 | 20.11 | 9.5 | NA | NA | 106340 | 31.86 | NA | NA | NA | N
MATS Wind | 1 | Wind | Wind | Operating | 0.55 | 0.55 | 1618.41 | 2.34 | 0 | 2.34 | 2.34 | 0 | 20.12 | NA | NA | NA | NA | NA | NA | NA | NA | N
Stony Creek Wind Farm | 1 | Wind | Wind | Operating | 52.5 | 52.5 | 1670.91 | 2.35 | 0 | 2.35 | 2.35 | 0 | 20.17 | 9.74 | NA | NA | 143141 | 31.04 | NA | NA | NA | N
North Allegheny Wind | 1 | Wind | Wind | Operating | 70 | 70 | 1740.91 | 2.38 | 0 | 2.38 | 2.38 | 0 | 19.01 | 11.51 | NA | NA | 145643 | 23.69 | NA | NA | NA | N
Highland Wind Project | 1 | Wind | Wind | Operating | 62.5 | 62.5 | 1803.41 | 2.41 | 0 | 2.41 | 2.41 | 0 | 19.43 | 11.24 | NA | NA | 137512 | 25.05 | NA | NA | NA | N
Erie Coke Corporation | 1 | Other Fuel | Steam Turbine | Operating | 1 | 1 | 1804.41 | 2.63 | 0 | 2.63 | 2.63 | 0 | 24.78 | NA | 4786 | NA | NA | NA | 0.06 | 0.011 | 118.16 | Y
Lookout WindPower LLC | 1 | Wind | Wind | Operating | 37.8 | 37.8 | 1842.21 | 2.71 | 0 | 2.71 | 2.71 | 0 | 22.91 | 10.72 | NA | NA | 108137 | 32.57 | NA | NA | NA | N
Waymart Wind Farm | GE15 | Wind | Wind | Operating | 64.5 | 64.5 | 1906.71 | 2.93 | 0 | 2.93 | 2.93 | 0 | 22.55 | 12.67 | NA | NA | 149395 | 26.37 | NA | NA | NA | N
Casselman Wind | 1 | Wind | Wind | Operating | 34.5 | 34.5 | 1941.21 | 3.09 | 0 | 3.09 | 3.09 | 0 | 24.63 | 12.48 | NA | NA | 90562 | 29.88 | NA | NA | NA | N
Locust Ridge Wind Farm | LRWF | Wind | Wind | Operating | 26 | 26 | 1967.21 | 3.58 | 0 | 3.58 | 3.58 | 0 | 27.6 | 14.16 | NA | NA | 67877 | 29.72 | NA | NA | NA | N
Forward WindPower LLC | 1 | Wind | Wind | Operating | 29.4 | 29.4 | 1996.61 | 3.77 | 0 | 3.77 | 3.77 | 0 | 25.02 | 16.83 | NA | NA | 56344 | 21.82 | NA | NA | NA | N
Meyersdale Wind Project | GE15 | Wind | Wind | Operating | 30 | 30 | 2026.61 | 3.97 | 0 | 3.97 | 3.97 | 0 | 30.65 | 15.2 | NA | NA | 81824 | 31.05 | NA | NA | NA | N
P.H. Glatfelter Company - Pennsylvania | GEN6 | Biomass | Steam Turbine | Operating | 31.2 | 31.2 | 2057.81 | 4.2 | 0 | 4.2 | 4.2 | 0 | 74.97 | NA | 5471 | NA | NA | NA | 0.2055 | 0.029 | 120.44 | Y
Ringer Hill Wind Farm | RINGR | Wind | Wind | Operating | 39.9 | 39.9 | 2097.71 | 4.73 | 0 | 4.73 | 4.73 | 0 | 45.59 | 402.7 | NA | NA | 4571 | 15.4 | NA | NA | NA | N
Bear Creek Wind Project | 1 | Wind | Wind | Operating | 24 | 24 | 2121.71 | 4.96 | 0 | 4.96 | 4.96 | 0 | 29.09 | NA | NA | NA | NA | NA | NA | NA | NA | N
York Haven | 1 | Water | Hydro | Operating | 19 | 19 | 2140.71 | 5.47 | 0 | 5.47 | 5.47 | 0 | 29.1 | NA | NA | NA | NA | NA | NA | NA | NA | N
Allegheny 9 (Torrent Hydro) | GEN1 | Water | Hydro | Operating | 8.9 | 8.9 | 2149.61 | 6.49 | 0 | 6.49 | 6.49 | 0 | 11.91 | NA | NA | NA | NA | NA | NA | NA | NA | N
Allegheny 9 (Torrent Hydro) | GEN2 | Water | Hydro | Operating | 8.9 | 8.9 | 2158.51 | 6.49 | 0 | 6.49 | 6.49 | 0 | 11.91 | NA | NA | NA | NA | NA | NA | NA | NA | N
Allegheny 8 (Torrent Hydro) | GEN1 | Water | Hydro | Operating | 6.8 | 6.8 | 2165.31 | 7 | 0 | 7 | 7 | 0 | 13.61 | NA | NA | NA | NA | NA | NA | NA | NA | N
Allegheny 8 (Torrent Hydro) | GEN2 | Water | Hydro | Operating | 6.8 | 6.8 | 2172.11 | 7 | 0 | 7 | 7 | 0 | 13.61 | NA | NA | NA | NA | NA | NA | NA | NA | N
Mill Run Wind Farm | g1 | Wind | Wind | Operating | 15 | 15 | 2187.11 | 7.49 | 0 | 7.49 | 7.49 | 0 | 45.59 | NA | NA | NA | NA | NA | NA | NA | NA | N
Somerset Wind Project | EW | Wind | Wind | Operating | 9 | 9 | 2196.11 | 7.49 | 0 | 7.49 | 7.49 | 0 | 45.59 | NA | NA | NA | NA | NA | NA | NA | NA | N
Turkey Point Wind Project (Frey Farm Wind) | 1 | Wind | Wind | Operating | 3.2 | 3.2 | 2199.31 | 7.49 | 0 | 7.49 | 7.49 | 0 | 45.59 | NA | NA | NA | NA | NA | NA | NA | NA | N
Susquehanna Resource Management Complex (Harrisburg Facility Cogen) | GEN3 | Biomass | Steam Turbine | Operating | 20.8 | 20.8 | 2220.11 | 8.19 | 0 | 8.19 | 8.19 | 0 | 24.12 | NA | 6029 | NA | NA | NA | 0.169 | 0.029 | 118.18 | Y
Juniata Locomotive Shop | GEN1 | Coal | Steam Turbine | Operating | 2 | 2 | 2222.11 | 9.18 | 6.6 | 2.58 | 2.58 | 0 | 27.31 | NA | 3000 | NA | NA | NA | 0.199 | 0.48 | 205.84 | Y
Mehoopany CT | GEN3 | Natural Gas | Combustion Turbine | Operating | 64 | 64 | 2286.11 | 9.71 | 8.27 | 1.44 | 1.44 | 0 | 3.88 | NA | 4909 | NA | NA | NA | 0.0075 | 0.002 | 119.31 | Y
York County Resource Recovery Center | GEN1 | Biomass | Steam Turbine | Operating | 28.9 | 28.9 | 2315.01 | 10.36 | 0 | 10.36 | 10.36 | 0 | 44.42 | NA | 20092 | NA | NA | NA | 0.169 | 0.029 | 118.18 | N
Piney | 1 | Water | Hydro | Operating | 11.8 | 11.8 | 2326.81 | 10.42 | 0 | 10.42 | 10.42 | 0 | 17.15 | NA | NA | NA | NA | NA | NA | NA | NA | N
Piney | 2 | Water | Hydro | Operating | 11.8 | 11.8 | 2338.61 | 10.42 | 0 | 10.42 | 10.42 | 0 | 17.15 | NA | NA | NA | NA | NA | NA | NA | NA | N
Piney | 3 | Water | Hydro | Operating | 9.6 | 9.6 | 2348.21 | 10.42 | 0 | 10.42 | 10.42 | 0 | 17.15 | NA | NA | NA | NA | NA | NA | NA | NA | N
Peach Bottom | 2 | Uranium | Nuclear | Operating | 1223.7 | 1223.7 | 3571.91 | 10.65 | 7.54 | 3.11 | 3.11 | 0 | 105.28 | 22.95 | 10400 | NA | 10473991 | 92.01 | NA | NA | NA | N
Peach Bottom | 3 | Uranium | Nuclear | Operating | 1262.7 | 1262.7 | 4834.61 | 10.65 | 7.54 | 3.11 | 3.11 | 0 | 105.28 | 22.31 | 10400 | NA | 11401444 | 100.77 | NA | NA | NA | N
Limerick | 1 | Uranium | Nuclear | Operating | 1119.7 | 1119.7 | 5954.31 | 10.68 | 7.54 | 3.14 | 3.14 | 0 | 102.06 | 23.01 | 10400 | NA | 9268569 | 88.59 | NA | NA | NA | N
Limerick | 2 | Uranium | Nuclear | Operating | 1122.1 | 1122.1 | 7076.41 | 10.68 | 7.54 | 3.14 | 3.14 | 0 | 102.06 | 21.99 | 10400 | NA | 10126806 | 96.47 | NA | NA | NA | N
Beaver Valley | 1 | Uranium | Nuclear | Operating | 907 | 907 | 7983.41 | 10.87 | 7.54 | 3.33 | 3.33 | 0 | 108.43 | 24.25 | 10400 | NA | 7351137 | 89.12 | NA | NA | NA | N
Beaver Valley | 2 | Uranium | Nuclear | Operating | 901 | 901 | 8884.41 | 10.87 | 7.54 | 3.33 | 3.33 | 0 | 108.43 | 23.29 | 10400 | NA | 7868437 | 96.01 | NA | NA | NA | N
West Point Facility | COG3 | Natural Gas | Combustion Turbine | Operating | 38.5 | 38.5 | 8922.91 | 10.91 | 9.47 | 1.44 | 1.44 | 0 | 4.35 | NA | 4841 | NA | NA | NA | 0.0264 | 0.002 | 119.31 | Y
Susquehanna Nuclear | 1 | Uranium | Nuclear | Operating | 1260 | 1260 | 10182.91 | 10.95 | 7.54 | 3.41 | 3.41 | 0 | 100.84 | 25.52 | 10400 | NA | 8724976 | 75.82 | NA | NA | NA | N
Susquehanna Nuclear | 2 | Uranium | Nuclear | Operating | 1260 | 1260 | 11442.91 | 10.95 | 7.54 | 3.41 | 3.41 | 0 | 100.84 | 22.91 | 10400 | NA | 10625999 | 92.34 | NA | NA | NA | N
Wm F Matson Generating Station | 1 | Water | Hydro | Operating | 2.4 | 2.4 | 11445.31 | 10.98 | 0 | 10.98 | 10.98 | 0 | 11.29 | NA | NA | NA | NA | NA | NA | NA | NA | N
Wm F Matson Generating Station | 2 | Water | Hydro | Operating | 6 | 6 | 11451.31 | 10.98 | 0 | 10.98 | 10.98 | 0 | 11.29 | NA | NA | NA | NA | NA | NA | NA | NA | N
Mehoopany | GEN2 | Natural Gas | Steam Turbine | Operating | 0.9 | 0.9 | 11452.21 | 11.19 | 8.26 | 2.93 | 2.93 | 0 | 11.17 | NA | 4901 | NA | NA | NA | 0.153 | 0.029 | 120.44 | Y
Three Mile Island | 1 | Uranium | Nuclear | Operating | 802.8 | 802.8 | 12255.01 | 11.35 | 7.54 | 3.81 | 3.81 | 0 | 130.33 | 26.13 | 10400 | NA | 7082652 | 97.26 | NA | NA | NA | N
West Point Facility | GEN2 | Natural Gas | Combustion Turbine | Operating | 24.5 | 24.5 | 12279.51 | 11.51 | 10.07 | 1.44 | 1.44 | 0 | 4.35 | NA | 5147 | NA | NA | NA | 0.0821 | 0.002 | 119.31 | Y
Mehoopany CT | GEN1 | Natural Gas | Combustion Turbine | Operating | 40 | 40 | 12319.51 | 11.57 | 10.13 | 1.44 | 1.44 | 0 | 3.88 | NA | 6010 | NA | NA | NA | 0.1405 | 0.002 | 119.31 | Y
Grays Ferry Cogeneration | GEN1 | Natural Gas | Combined Cycle | Operating | 57 | 57 | 12376.51 | 11.8 | 10.34 | 1.46 | 1.46 | 0 | 17.15 | NA | 5282 | NA | NA | NA | 0.0304 | 0.0006 | 118.8578 | Y
Grays Ferry Cogeneration | GEN2 | Natural Gas | Combined Cycle | Operating | 113 | 113 | 12489.51 | 11.8 | 10.34 | 1.46 | 1.46 | 0 | 17.15 | NA | 5282 | NA | NA | NA | 0.0304 | 0.0006 | 118.8578 | Y
Beaver Valley Patterson Dam | GEN1 | Water | Hydro | Operating | 0.4 | 0.4 | 12489.91 | 12.24 | 0 | 12.24 | 12.24 | 0 | 110.78 | NA | NA | NA | NA | NA | NA | NA | NA | N
Beaver Valley Patterson Dam | GEN2 | Water | Hydro | Operating | 0.4 | 0.4 | 12490.31 | 12.24 | 0 | 12.24 | 12.24 | 0 | 110.78 | NA | NA | NA | NA | NA | NA | NA | NA | N
Beaver Valley Patterson Dam | GEN3 | Water | Hydro | Operating | 0.4 | 0.4 | 12490.71 | 12.24 | 0 | 12.24 | 12.24 | 0 | 110.78 | NA | NA | NA | NA | NA | NA | NA | NA | N
Patriot Power Generation Plant (Moxie Patriot) | GEN1-CT1 | Natural Gas | Combined Cycle | Operating | 274 | 274 | 12764.71 | 12.34 | 11.36 | 0.98 | 0.98 | 0 | 16.81 | 17.09 | 6743 | 9649398 | 969272 | 80.11 | 0.0068 | 0.0006 | 118.8577 | N
Patriot Power Generation Plant (Moxie Patriot) | GEN1-ST1 | Natural Gas | Combined Cycle | Operating | 140.5 | 140.5 | 12905.21 | 12.34 | 11.36 | 0.98 | 0.98 | 0 | 16.81 | 17.09 | 6743 | 287796 | 497101 | 80.12 | 0.0069 | 0.0006 | 118.8572 | N
Patriot Power Generation Plant (Moxie Patriot) | GEN2-CT2 | Natural Gas | Combined Cycle | Operating | 274 | 274 | 13179.21 | 12.34 | 11.36 | 0.98 | 0.98 | 0 | 16.81 | 17.06 | 6743 | 9560972 | 975744 | 80.64 | 0.007 | 0.0006 | 118.8567 | N
Patriot Power Generation Plant (Moxie Patriot) | GEN2-ST2 | Natural Gas | Combined Cycle | Operating | 140.5 | 140.5 | 13319.71 | 12.34 | 11.36 | 0.98 | 0.98 | 0 | 16.81 | 17.06 | 6743 | 343309 | 500420 | 80.65 | 0.0069 | 0.0006 | 118.8572 | N
Yough Hydro Power | GEN1 | Water | Hydro | Operating | 6.1 | 6.1 | 13325.81 | 12.65 | 0 | 12.65 | 12.65 | 0 | 14.76 | NA | NA | NA | NA | NA | NA | NA | NA | N
Yough Hydro Power | GEN2 | Water | Hydro | Operating | 6.1 | 6.1 | 13331.91 | 12.65 | 0 | 12.65 | 12.65 | 0 | 14.76 | NA | NA | NA | NA | NA | NA | NA | NA | N
Hunterstown CC | 101 | Natural Gas | Combined Cycle | Operating | 153 | 153 | 13484.91 | 12.74 | 11.92 | 0.82 | 0.82 | 0 | 9.71 | 14.2 | 7074 | 10534986 | 1017018 | 70.17 | 0.0031 | 0.0006 | 118.8579 | N
Hunterstown CC | 201 | Natural Gas | Combined Cycle | Operating | 153 | 153 | 13637.91 | 12.74 | 11.92 | 0.82 | 0.82 | 0 | 9.71 | 14.25 | 7074 | 10591941 | 983123 | 67.83 | 0.0031 | 0.0006 | 118.8564 | N
Hunterstown CC | 301 | Natural Gas | Combined Cycle | Operating | 153 | 153 | 13790.91 | 12.74 | 11.92 | 0.82 | 0.82 | 0 | 9.71 | 14.26 | 7074 | 10520764 | 977930 | 67.47 | 0.007 | 0.0006 | 118.8569 | N
Hunterstown CC | 401 | Natural Gas | Combined Cycle | Operating | 299 | 299 | 14089.91 | 12.74 | 11.92 | 0.82 | 0.82 | 0 | 9.71 | 14.55 | 7074 | 734265 | 1599391 | 57.8 | 0.0044 | 0.0006 | 118.8571 | N
Panda Liberty Generating Station (Moxie Liberty) | GEN1-CT1 | Natural Gas | Combined Cycle | Operating | 274 | 274 | 14363.91 | 12.98 | 11.78 | 1.2 | 1.2 | 0 | 26.37 | 20.64 | 6987 | 6777449 | 942734 | 155.83 | 0.0071 | 0.0006 | 118.8575 | N
Panda Liberty Generating Station (Moxie Liberty) | GEN1-ST1 | Natural Gas | Combined Cycle | Operating | 194 | 194 | 14557.91 | 12.98 | 11.78 | 1.2 | 1.2 | 0 | 26.37 | 20.64 | 6987 | 4798634 | 667481 | 155.83 | 0.0071 | 0.0006 | 118.8575 | N
Panda Liberty Generating Station (Moxie Liberty) | GEN2-CT2 | Natural Gas | Combined Cycle | Operating | 274 | 274 | 14831.91 | 12.98 | 11.78 | 1.2 | 1.2 | 0 | 26.37 | 25.1 | 6987 | 3973329 | 595882 | 98.49 | 0.0069 | 0.0006 | 118.8575 | N
Panda Liberty Generating Station (Moxie Liberty) | GEN2-ST2 | Natural Gas | Combined Cycle | Operating | 194 | 194 | 15025.91 | 12.98 | 11.78 | 1.2 | 1.2 | 0 | 26.37 | 25.1 | 6987 | 2813232 | 421904 | 98.49 | 0.0071 | 0.0006 | 118.8575 | N
Allegheny Energy 3, 4 and 5 (Springdale) | UNT3 | Natural Gas | Combined Cycle | Operating | 167 | 167 | 15192.91 | 12.99 | 12.26 | 0.72 | 0.72 | 0 | 10.3 | 14.28 | 7201 | 14262726 | 1334249 | 82.55 | 0.0081 | 0.0006 | 118.8574 | N
Allegheny Energy 3, 4 and 5 (Springdale) | UNT4 | Natural Gas | Combined Cycle | Operating | 167 | 167 | 15359.91 | 12.99 | 12.26 | 0.72 | 0.72 | 0 | 10.3 | 14.28 | 7201 | 12982601 | 1326647 | 82.08 | 0.0081 | 0.0006 | 118.8572 | N
Allegheny Energy 3, 4 and 5 (Springdale) | UNT5 | Natural Gas | Combined Cycle | Operating | 175 | 175 | 15534.91 | 12.99 | 12.26 | 0.72 | 0.72 | 0 | 10.3 | 14.36 | 7201 | 1394509 | 1316305 | 82.34 | 0.0081 | 0.0006 | 118.8573 | N
Fayette Energy Facility | CTG1 | Natural Gas | Combined Cycle | Operating | 187 | 187 | 15721.91 | 13.1 | 12.34 | 0.76 | 0.76 | 0 | 9.84 | 14.56 | 7244 | 13490013 | 1254200 | 68.98 | 0.0071 | 0.0006 | 118.8566 | N
Fayette Energy Facility | CTG2 | Natural Gas | Combined Cycle | Operating | 187 | 187 | 15908.91 | 13.1 | 12.34 | 0.76 | 0.76 | 0 | 9.84 | 14.52 | 7244 | 13556616 | 1292764 | 71.1 | 0.0071 | 0.0006 | 118.8577 | N
Fayette Energy Facility | STG1 | Natural Gas | Combined Cycle | Operating | 314 | 314 | 16222.91 | 13.1 | 12.34 | 0.76 | 0.76 | 0 | 9.84 | 14.6 | 7244 | 6325433 | 2059914 | 74.45 | 0.0071 | 0.0006 | 118.8572 | N
Conemaugh Hydroelectric | GEN1 | Water | Hydro | Operating | 7.5 | 7.5 | 16230.41 | 13.56 | 0 | 13.56 | 13.56 | 0 | 13.2 | NA | NA | NA | NA | NA | NA | NA | NA | N
Conemaugh Hydroelectric | GEN2 | Water | Hydro | Operating | 7.5 | 7.5 | 16237.91 | 13.56 | 0 | 13.56 | 13.56 | 0 | 13.2 | NA | NA | NA | NA | NA | NA | NA | NA | N
Juniata Locomotive Shop | GEN2 | Coal | Steam Turbine | Operating | 2 | 2 | 16239.91 | 14.09 | 11.52 | 2.58 | 2.58 | 0 | 27.31 | NA | 5233 | NA | NA | NA | 0.199 | 0.48 | 205.84 | Y
Allegheny 5 | GEN1 | Water | Hydro | Operating | 3 | 3 | 16242.91 | 14.22 | 0 | 14.22 | 14.22 | 0 | 16.99 | NA | NA | NA | NA | NA | NA | NA | NA | N
Allegheny 5 | GEN2 | Water | Hydro | Operating | 3 | 3 | 16245.91 | 14.22 | 0 | 14.22 | 14.22 | 0 | 16.99 | NA | NA | NA | NA | NA | NA | NA | NA | N
Allegheny 6 | GEN1 | Water | Hydro | Operating | 4 | 4 | 16249.91 | 14.29 | 0 | 14.29 | 14.29 | 0 | 15.23 | NA | NA | NA | NA | NA | NA | NA | NA | N
Allegheny 6 | GEN2 | Water | Hydro | Operating | 4 | 4 | 16253.91 | 14.29 | 0 | 14.29 | 14.29 | 0 | 15.23 | NA | NA | NA | NA | NA | NA | NA | NA | N
Ontelaunee Energy Center | CTG1 | Natural Gas | Combined Cycle | Operating | 194 | 194 | 16447.91 | 14.31 | 13.54 | 0.77 | 0.77 | 0 | 10.16 | 15.78 | 6918 | 14556052 | 1340103 | 69.98 | 0.0068 | 0.0006 | 118.8571 | N
Ontelaunee Energy Center | CTG2 | Natural Gas | Combined Cycle | Operating | 194 | 194 | 16641.91 | 14.31 | 13.54 | 0.77 | 0.77 | 0 | 10.16 | 15.79 | 6918 | 14334584 | 1335423 | 69.74 | 0.0072 | 0.0006 | 118.8573 | N
Ontelaunee Energy Center | STG | Natural Gas | Combined Cycle | Operating | 178 | 178 | 16819.91 | 14.31 | 13.54 | 0.77 | 0.77 | 0 | 10.16 | 15.52 | 6918 | 0 | 1500667 | 84.16 | 0.007 | 0.0006 | 118.8572 | N
Fairless Works Energy Center | CT1A | Natural Gas | Combined Cycle | Operating | 189 | 189 | 17008.91 | 14.72 | 14.05 | 0.67 | 0.67 | 0 | 9.16 | 16.04 | 7179 | 9385423 | 1307355 | 75.17 | 0.0073 | 0.0006 | 118.857 | N
Fairless Works Energy Center | CT1B | Natural Gas | Combined Cycle | Operating | 189 | 189 | 17197.91 | 14.72 | 14.05 | 0.67 | 0.67 | 0 | 9.16 | 16.05 | 7179 | 9321825 | 1298496 | 74.66 | 0.0073 | 0.0006 | 118.8566 | N
Fairless Works Energy Center | CT2A | Natural Gas | Combined Cycle | Operating | 189 | 189 | 17386.91 | 14.72 | 14.05 | 0.67 | 0.67 | 0 | 9.16 | 15.99 | 7179 | 9794960 | 1364402 | 78.45 | 0.0074 | 0.0006 | 118.8573 | N
Fairless Works Energy Center | CT2B | Natural Gas | Combined Cycle | Operating | 189 | 189 | 17575.91 | 14.72 | 14.05 | 0.67 | 0.67 | 0 | 9.16 | 15.97 | 7179 | 9933255 | 1383666 | 79.16 | 0.0079 | 0.0006 | 118.8576 | N
Fairless Works Energy Center | ST1 | Natural Gas | Combined Cycle | Operating | 258 | 258 | 17833.91 | 14.72 | 14.05 | 0.67 | 0.67 | 0 | 9.16 | 16.23 | 7179 | 11246700 | 1566624 | 67.63 | 0.0075 | 0.0006 | 118.8571 | N
Fairless Works Energy Center | ST2 | Natural Gas | Combined Cycle | Operating | 258 | 258 | 18091.91 | 14.72 | 14.05 | 0.67 | 0.67 | 0 | 9.16 | 16.14 | 7179 | 11906129 | 1658480 | 71.6 | 0.0075 | 0.0006 | 118.8571 | N
Liberty Electric Power | GTG1 | Natural Gas | Combined Cycle | Operating | 158.6 | 158.6 | 18250.51 | 14.86 | 14.15 | 0.71 | 0.71 | 0 | 10.47 | 16.22 | 7231 | 13547937 | 1219913 | 87.57 | 0.0103 | 0.0006 | 118.8571 | N
Liberty Electric Power | GTG2 | Natural Gas | Combined Cycle | Operating | 158.6 | 158.6 | 18409.11 | 14.86 | 14.15 | 0.71 | 0.71 | 0 | 10.47 | 16.1 | 7231 | 14743539 | 1336645 | 95.94 | 0.0111 | 0.0006 | 118.8572 | N
Liberty Electric Power | STG | Natural Gas | Combined Cycle | Operating | 223.8 | 223.8 | 18632.91 | 14.86 | 14.15 | 0.71 | 0.71 | 0 | 10.47 | 16.34 | 7231 | 1621239 | 1579982 | 80.37 | 0.0107 | 0.0006 | 118.8571 | N
PPL Ironwood | CT1 | Natural Gas | Combined Cycle | Operating | 218.7 | 218.7 | 18851.61 | 14.94 | 14.25 | 0.69 | 0.69 | 0 | 10.04 | 16.18 | 7284 | 19561827 | 1781138 | 80.24 | 0.0137 | 0.0006 | 118.857 | N
PPL Ironwood | CT2 | Natural Gas | Combined Cycle | Operating | 221.7 | 221.7 | 19073.31 | 14.94 | 14.25 | 0.69 | 0.69 | 0 | 10.04 | 16.19 | 7284 | 19753021 | 1795033 | 81.09 | 0.0134 | 0.0006 | 118.8571 | N
PPL Ironwood | ST4 | Natural Gas | Combined Cycle | Operating | 219.7 | 219.7 | 19293.01 | 14.94 | 14.25 | 0.69 | 0.69 | 0 | 10.04 | 16.16 | 7284 | 0 | 1821459 | 89.88 | 0.0135 | 0.0006 | 118.8571 | N
Mon Valley Works | GEN1 | Other Fuel | Steam Turbine | Out of Service | 28 | 28 | 19321.01 | 15 | 1.72 | 13.27 | 13.27 | 0 | 49.09 | 20.78 | 17985 | 4275535 | 237732 | 90.21 | 0.0321 | 0.029 | 534.59 | Y
Mon Valley Works | GEN2 | Other Fuel | Steam Turbine | Operating | 28 | 28 | 19349.01 | 15 | 1.73 | 13.27 | 13.27 | 0 | 49.09 | 30.95 | 18068 | 1557058 | 86178 | 32.7 | 0.0229 | 0.029 | 534.59 | Y
Mon Valley Works | GEN3 | Other Fuel | Steam Turbine | Operating | 1.9 | 1.9 | 19350.91 | 15 | 1.72 | 13.27 | 13.27 | 0 | 49.09 | NA | 18007 | 0 | 0 | 0 | 0.0231 | 0.029 | 534.59 | Y
Marcus Hook | CT13 | Natural Gas | Combined Cycle | Operating | 172 | 172 | 19522.91 | 15.06 | 14.3 | 0.77 | 0.77 | 0 | 9.56 | 16.56 | 7306 | 8035103 | 1099762 | 64.87 | 0.0129 | 0.0006 | 118.8566 | Y
Marcus Hook | CT1A | Natural Gas | Combined Cycle | Operating | 178.7 | 178.7 | 19701.61 | 15.06 | 14.3 | 0.77 | 0.77 | 0 | 9.56 | 16.53 | 7306 | 8502577 | 1163745 | 69.18 | 0.0128 | 0.0008 | 118.8581 | Y
Marcus Hook | CTIB | Natural Gas | Combined Cycle | Operating | 172 | 172 | 19873.61 | 15.06 | 14.3 | 0.77 | 0.77 | 0 | 9.56 | 16.56 | 7306 | 7996183 | 1094435 | 64.56 | 0.0138 | 0.0008 | 118.8583 | Y
Marcus Hook | STG | Natural Gas | Combined Cycle | Operating | 263 | 263 | 20136.61 | 15.06 | 14.3 | 0.77 | 0.77 | 0 | 9.56 | 16.56 | 7306 | 12218849 | 1672390 | 71.04 | 0.0253 | 0.0007 | 111.2122 | Y
American Eagle Paper Mills | TG3 | Coal | Steam Turbine | Retired | 2.5 | 2.5 | 20139.11 | 15.97 | 13.39 | 2.58 | 2.58 | 0 | 27.31 | NA | 5779 | NA | NA | NA | 0.199 | 0.48 | 205.84 | Y
American Eagle Paper Mills | TG4 | Coal | Steam Turbine | Retired | 4.5 | 4.5 | 20143.61 | 15.97 | 13.39 | 2.58 | 2.58 | 0 | 27.31 | NA | 5779 | NA | NA | NA | 0.199 | 0.48 | 205.84 | Y
American Eagle Paper Mills | TG5 | Coal | Steam Turbine | Retired | 3 | 3 | 20146.61 | 15.97 | 13.39 | 2.58 | 2.58 | 0 | 27.31 | NA | 5779 | NA | NA | NA | 0.199 | 0.48 | 205.84 | Y
American Eagle Paper Mills | TG6 | Coal | Steam Turbine | Retired | 7 | 7 | 20153.61 | 15.97 | 13.39 | 2.58 | 2.58 | 0 | 27.31 | NA | 5779 | NA | NA | NA | 0.199 | 0.48 | 205.84 | Y
Chester Operations | 5 | Coal | Steam Turbine | Operating | 67 | 67 | 20220.61 | 16.2 | 10.67 | 5.54 | 5.54 | 0 | 13.43 | NA | 7771 | NA | NA | NA | 0.0887 | 0.372 | 209.74 | Y
Hunlock Repowering | 3 | Natural Gas | Combined Cycle | Operating | 30.1 | 30.1 | 20250.71 | 16.41 | 15.65 | 0.76 | 0.76 | 0 | 10.99 | NA | 7997 | NA | NA | NA | 0.01 | 0.0006 | 118.8558 | N
Hunlock Repowering | 5 | Natural Gas | Combined Cycle | Operating | 48.7 | 48.7 | 20299.41 | 16.41 | 15.65 | 0.76 | 0.76 | 0 | 10.99 | NA | 7997 | NA | NA | NA | 0.0099 | 0.0006 | 118.8557 | N
Hunlock Repowering | 6 | Natural Gas | Combined Cycle | Operating | 48.4 | 48.4 | 20347.81 | 16.41 | 15.65 | 0.76 | 0.76 | 0 | 10.99 | NA | 7997 | NA | NA | NA | 0.01 | 0.0006 | 118.8559 | N
Wallenpaupack | WP1 | Water | Hydro | Operating | 22 | 22 | 20369.81 | 16.91 | 0 | 16.91 | 16.91 | 0 | 14.34 | NA | NA | NA | NA | NA | NA | NA | NA | N
Wallenpaupack | WP2 | Water | Hydro | Operating | 22 | 22 | 20391.81 | 16.91 | 0 | 16.91 | 16.91 | 0 | 14.34 | NA | NA | NA | NA | NA | NA | NA | NA | N
Bethlehem CC | CTG1 | Natural Gas | Combined Cycle | Operating | 118 | 118 | 20509.81 | 16.92 | 16.02 | 0.9 | 0.9 | 0 | 9.35 | 18.99 | 8102 | 7205365 | 531768 | 51.3 | 0.0053 | 0.0007 | 118.9624 | N
Bethlehem CC | CTG2 | Natural Gas | Combined Cycle | Operating | 127 | 127 | 20636.81 | 16.92 | 16.02 | 0.9 | 0.9 | 0 | 9.35 | 18.93 | 8102 | 7200925 | 588986 | 52.8 | 0.0067 | 0.0006 | 118.8969 | N
Bethlehem CC | CTG3 | Natural Gas | Combined Cycle | Operating | 127 | 127 | 20763.81 | 16.92 | 16.02 | 0.9 | 0.9 | 0 | 9.35 | 19 | 8102 | 7156988 | 569341 | 51.04 | 0.006 | 0.0007 | 119.0611 | N
Bethlehem CC | CTG5 | Natural Gas | Combined Cycle | Operating | 118 | 118 | 20881.81 | 16.92 | 16.02 | 0.9 | 0.9 | 0 | 9.35 | 19 | 8102 | 7211532 | 528832 | 51.02 | 0.0065 | 0.0008 | 119.0401 | N
Bethlehem CC | CTG6 | Natural Gas | Combined Cycle | Operating | 127 | 127 | 21008.81 | 16.92 | 16.02 | 0.9 | 0.9 | 0 | 9.35 | 18.87 | 8102 | 7532177 | 606534 | 54.37 | 0.0045 | 0.0007 | 118.966 | N
Bethlehem CC | CTG7 | Natural Gas | Combined Cycle | Operating | 127 | 127 | 21135.81 | 16.92 | 16.02 | 0.9 | 0.9 | 0 | 9.35 | 19.04 | 8102 | 6981841 | 559643 | 50.17 | 0.0058 | 0.0007 | 118.9063 | N
Bethlehem CC | STG4 | Natural Gas | Combined Cycle | Operating | 195 | 195 | 21330.81 | 16.92 | 16.02 | 0.9 | 0.9 | 0 | 9.35 | 18.77 | 8102 | 0 | 986109 | 57.57 | 0.0058 | 0.0007 | 118.9724 | N
Bethlehem CC | STG8 | Natural Gas | Combined Cycle | Operating | 195 | 195 | 21525.81 | 16.92 | 16.02 | 0.9 | 0.9 | 0 | 9.35 | 18.79 | 8102 | 0 | 971796 | 56.73 | 0.0058 | 0.0007 | 118.9724 | N
York Energy Center (Delta Power Project) | CTG1 | Natural Gas | Combined Cycle | Operating | 113 | 113 | 21638.81 | 17.24 | 15.88 | 1.36 | 1.36 | 0 | 9.17 | 20.27 | 8028 | 4194923 | 342258 | 34.48 | 0.0072 | 0.0012 | 118.9806 | N
York Energy Center (Delta Power Project) | CTG2 | Natural Gas | Combined Cycle | Operating | 122 | 122 | 21760.81 | 17.24 | 15.88 | 1.36 | 1.36 | 0 | 9.17 | 20.52 | 8028 | 4176050 | 340826 | 31.8 | 0.0064 | 0.0008 | 118.9704 | N
York Energy Center (Delta Power Project) | CTG3 | Natural Gas | Combined Cycle | Operating | 122 | 122 | 21882.81 | 17.24 | 15.88 | 1.36 | 1.36 | 0 | 9.17 | 20.59 | 8028 | 4091808 | 333869 | 31.15 | 0.006 | 0.0012 | 118.9903 | N
York Energy Center (Delta Power Project) | STG1 | Natural Gas | Combined Cycle | Operating | 188 | 188 | 22070.81 | 17.24 | 15.88 | 1.36 | 1.36 | 0 | 9.17 | 20.46 | 8028 | 0 | 535448 | 32.42 | 0.0065 | 0.001 | 118.9804 | N
Johnsonburg Mill | PT1 | Biomass | Steam Turbine | Operating | 49 | 49 | 22119.81 | 17.32 | 10.08 | 7.24 | 7.24 | 0 | 22.81 | 22.42 | 10739 | 2354107 | 219209 | 50.93 | 0.4359 | 0.029 | 120.44 | Y
Lower Mount Bethel | G1 | Natural Gas | Combined Cycle | Operating | 160.9 | 160.9 | 22280.71 | 17.77 | 16.99 | 0.78 | 0.78 | 0 | 9.95 | 19.07 | 7519 | 14879866 | 1231293 | 70.76 | 0.01 | 0.0006 | 118.8574 | N
Lower Mount Bethel | G2 | Natural Gas | Combined Cycle | Operating | 162.6 | 162.6 | 22443.31 | 17.77 | 16.99 | 0.78 | 0.78 | 0 | 9.95 | 19.08 | 7519 | 14743714 | 1237639 | 71.56 | 0.0099 | 0.0006 | 118.8577 | N
Lower Mount Bethel | G3 | Natural Gas | Combined Cycle | Operating | 214 | 214 | 22657.31 | 17.77 | 16.99 | 0.78 | 0.78 | 0 | 9.95 | 19.22 | 7519 | 0 | 1470712 | 72.01 | 0.01 | 0.0006 | 118.8575 | N
P.H. Glatfelter Company - Pennsylvania | GEN1 | Coal | Steam Turbine | Operating | 5 | 5 | 22662.31 | 17.93 | 15.36 | 2.58 | 2.58 | 0 | 27.31 | NA | 5471 | NA | NA | NA | 0.3468 | 0.48 | 205.84 | Y
P.H. Glatfelter Company - Pennsylvania | GEN2 | Coal | Steam Turbine | Operating | 4 | 4 | 22666.31 | 17.93 | 15.36 | 2.58 | 2.58 | 0 | 27.31 | NA | 5471 | NA | NA | NA | 0.3468 | 0.48 | 205.84 | Y
P.H. Glatfelter Company - Pennsylvania | GEN4 | Coal | Steam Turbine | Operating | 8.7 | 8.7 | 22675.01 | 17.93 | 15.35 | 2.58 | 2.58 | 0 | 27.31 | NA | 5471 | NA | NA | NA | 0.4703 | 0.48 | 205.84 | Y
P.H. Glatfelter Company - Pennsylvania | GEN5 | Coal | Steam Turbine | Operating | 36.1 | 36.1 | 22711.11 | 17.93 | 15.36 | 2.58 | 2.58 | 0 | 27.31 | NA | 5471 | NA | NA | NA | 0.5196 | 0.48 | 205.84 | Y
P.H. Glatfelter Company - Pennsylvania | GEN3 | Coal | Steam Turbine | Operating | 4 | 4 | 22715.11 | 17.94 | 15.36 | 2.58 | 2.58 | 0 | 27.31 | NA | 5473 | NA | NA | NA | 0.3468 | 0.48 | 205.84 | Y
Townsend Hydro | GEN1 | Water | Hydro | Operating | 2.1 | 2.1 | 22717.21 | 17.95 | 0 | 17.95 | 17.95 | 0 | 32.54 | NA | NA | NA | NA | NA | NA | NA | NA | N
Townsend Hydro | GEN2 | Water | Hydro | Operating | 2.1 | 2.1 | 22719.31 | 17.95 | 0 | 17.95 | 17.95 | 0 | 32.54 | NA | NA | NA | NA | NA | NA | NA | NA | N
Allegheny Energy Units 12 & 13 (Chambersburg) | UN12 | Natural Gas | Combustion Turbine | Operating | 44 | 44 | 22763.31 | 19.11 | 17.24 | 1.87 | 1.87 | 0 | 3.62 | NA | 10231 | NA | NA | NA | 0.0799 | 0.0007 | 118.854 | N
Allegheny Energy Units 12 & 13 (Chambersburg) | UN13 | Natural Gas | Combustion Turbine | Operating | 44 | 44 | 22807.31 | 19.3 | 17.44 | 1.87 | 1.87 | 0 | 3.62 | NA | 10345 | NA | NA | NA | 0.0809 | 0.0007 | 118.8615 | N
Armstrong County | 1 | Natural Gas | Combustion Turbine | Operating | 155.4 | 155.4 | 22962.71 | 19.31 | 17.75 | 1.56 | 1.56 | 0 | 3.15 | 20.95 | 10351 | 3087529 | 298288 | 20.09 | 0.0295 | 0.0006 | 118.8995 | N
Armstrong County | 2 | Natural Gas | Combustion Turbine | Operating | 155.3 | 155.3 | 23118.01 | 19.39 | 17.83 | 1.56 | 1.56 | 0 | 3.15 | 21.02 | 10398 | 3113532 | 299443 | 20.17 | 0.03 | 0.0006 | 118.8861 | N
Armstrong County | 3 | Natural Gas | Combustion Turbine | Operating | 146.4 | 146.4 | 23264.41 | 19.47 | 17.91 | 1.56 | 1.56 | 0 | 3.15 | 21 | 10442 | 3150078 | 301682 | 20.32 | 0.0318 | 0.0006 | 118.9986 | N
Armstrong County | 4 | Natural Gas | Combustion Turbine | Operating | 146 | 146 | 23410.41 | 19.54 | 17.98 | 1.56 | 1.56 | 0 | 3.15 | 21.22 | 10482 | 2856439 | 272498 | 18.36 | 0.0293 | 0.0006 | 118.8904 | N
Allegheny Energy Units 1 and 2 (Springdale) | UNT1 | Natural Gas | Combustion Turbine | Operating | 44 | 44 | 23454.41 | 20.27 | 17.66 | 2.6 | 2.6 | 0 | 3.69 | NA | 10372 | NA | NA | NA | 0.0767 | 0.0007 | 118.8516 | N
Allegheny Energy Units 1 and 2 (Springdale) | UNT2 | Natural Gas | Combustion Turbine | Operating | 44 | 44 | 23498.41 | 20.48 | 17.87 | 2.6 | 2.6 | 0 | 3.69 | NA | 10495 | NA | NA | NA | 0.0711 | 0.0007 | 118.859 | N
Bruce Mansfield | 1 | Coal | Steam Turbine | Operating | 830 | 830 | 24328.41 | 20.52 | 17.64 | 2.88 | 2.88 | 0 | 28.41 | 28.61 | 9677 | 28179238 | 2912106 | 39.94 | 0.1525 | 0.2787 | 209.7599 | N
Colver Power Project | COLV | Coal | Steam Turbine | Operating | 110 | 110 | 24438.41 | 20.74 | 18.26 | 2.47 | 2.47 | 0 | 23.26 | NA | 11090 | NA | NA | NA | 0.1584 | 0.5122 | 216.77 | N
Ebensburg Power Company | GEN1 | Coal | Steam Turbine | Operating | 50 | 50 | 24488.41 | 20.84 | 18.26 | 2.58 | 2.58 | 0 | 27.31 | NA | 15021 | NA | NA | NA | 0.1012 | 0.5598 | 226.8588 | Y
Mount Carmel Cogeneration | TG1 | Coal | Steam Turbine | Operating | 43 | 43 | 24531.41 | 20.84 | 18.26 | 2.58 | 2.58 | 0 | 27.31 | NA | 12065 | NA | NA | NA | 0.0756 | 0.1943 | 235.481 | Y
Northeastern Power Cogeneration Facility | GEN1 | Coal | Steam Turbine | Operating | 52 | 52 | 24583.41 | 20.84 | 18.26 | 2.58 | 2.58 | 0 | 27.31 | NA | 14726 | NA | NA | NA | 0.0624 | 0.1751 | 233.6979 | Y
Westwood Generating Station | GEN1 | Coal | Steam Turbine | Operating | 30 | 30 | 24613.41 | 20.84 | 18.26 | 2.58 | 2.58 | 0 | 27.31 | NA | 16143 | NA | NA | NA | 0.1149 | 0.1867 | 234.8935 | N
Wheelabrator Frackville Energy Company | GEN1 | Coal | Steam Turbine | Operating | 42.5 | 42.5 | 24655.91 | 20.84 | 18.26 | 2.58 | 2.58 | 0 | 27.31 | NA | 14768 | NA | NA | NA | 0.1233 | 0.185 | 224.5871 | Y
Handsome Lake Energy | GT02 | Natural Gas | Combustion Turbine | Operating | 53.5 | 53.5 | 24709.41 | 20.86 | 17.98 | 2.88 | 2.88 | 0 | 3.29 | 27.85 | 10560 | 266397 | 25227 | 5.37 | 0.0942 | 0.0007 | 117.7705 | N
Allegheny Energy Units 8 and 9 (Gans Plant) | UNT9 | Natural Gas | Combustion Turbine | Operating | 44 | 44 | 24753.41 | 20.89 | 16.96 | 3.93 | 3.93 | 0 | 3.65 | NA | 9960 | NA | NA | NA | 0.0736 | 0.0007 | 118.8524 | N
Handsome Lake Energy | GT03 | Natural Gas | Combustion Turbine | Operating | 53.5 | 53.5 | 24806.91 | 20.96 | 18.08 | 2.88 | 2.88 | 0 | 3.29 | 30.6 | 10615 | 193918 | 18269 | 3.89 | 0.1317 | 0.0007 | 117.8481 | N
Allegheny Energy Units 8 and 9 (Gans Plant) | UNT8 | Natural Gas | Combustion Turbine | Operating | 44 | 44 | 24850.91 | 20.99 | 17.06 | 3.93 | 3.93 | 0 | 3.65 | NA | 10020 | NA | NA | NA | 0.0759 | 0.0006 | 118.8575 | N
East Campus Plant | CT1 | Natural Gas | Combustion Turbine | Operating | 5.5 | 5.5 | 24856.41 | 21 | 19.56 | 1.44 | 1.44 | 0 | 4.6 | NA | 11605 | NA | NA | NA | 0.059 | 0.002 | 119.31 | Y
Handsome Lake Energy | GT01 | Natural Gas | Combustion Turbine | Operating | 53.5 | 53.5 | 24909.91 | 21.01 | 18.13 | 2.88 | 2.88 | 0 | 3.29 | 28.64 | 10644 | 245709 | 23084 | 4.91 | 0.1007 | 0.0007 | 117.9344 | N
St. Nicholas Cogeneration | SNCP | Coal | Steam Turbine | Operating | 86.4 | 86.4 | 24996.31 | 21.06 | 18.26 | 2.8 | 2.8 | 0 | 19.23 | NA | 13884 | NA | NA | NA | 0.0406 | 0.2347 | 243.7557 | Y
John B Rich Memorial Power Station | GEN1 | Coal | Steam Turbine | Operating | 80 | 80 | 25076.31 | 21.1 | 18.26 | 2.84 | 2.84 | 0 | 17.17 | NA | 7090 | NA | NA | NA | 0.0666 | 0.1765 | 257.007 | Y
Handsome Lake Energy | GT04 | Natural Gas | Combustion Turbine | Operating | 53.5 | 53.5 | 25129.81 | 21.12 | 18.24 | 2.88 | 2.88 | 0 | 3.29 | 23.23 | 10709 | 891307 | 83232 | 17.71 | 0.1183 | 0.0007 | 117.9077 | N
Cambria Cogeneration | GEN1 | Coal | Steam Turbine | Operating | 88 | 88 | 25217.81 | 21.25 | 18.26 | 2.99 | 2.99 | 0 | 19.7 | NA | 12049 | NA | NA | NA | 0.2402 | 0.5434 | 219.7472 | Y
Archbald Power Station | GEN5 | Biomass | Combustion Turbine | Operating | 4 | 4 | 25221.81 | 21.31 | 19.87 | 1.44 | 1.44 | 0 | 3.86 | NA | 11384 | NA | NA | NA | 0.0764 | 0.0006 | 118.8703 | N
Archbald Power Station | GEN6 | Biomass | Combustion Turbine | Operating | 4 | 4 | 25225.81 | 21.31 | 19.87 | 1.44 | 1.44 | 0 | 3.86 | NA | 11384 | NA | NA | NA | 0.0764 | 0.0006 | 118.8703 | N
Broad Mountain Landfill Facility | GEN1 | Biomass | Combustion Turbine | Operating | 4.3 | 4.3 | 25230.11 | 21.31 | 19.87 | 1.44 | 1.44 | 0 | 5.2 | NA | 17307 | NA | NA | NA | 0.169 | 0.029 | 114.79 | N
Broad Mountain Landfill Facility | GEN2 | Biomass | Combustion Turbine | Operating | 4.4 | 4.4 | 25234.51 | 21.31 | 19.87 | 1.44 | 1.44 | 0 | 5.2 | NA | 17307 | NA | NA | NA | 0.169 | 0.029 | 114.79 | N
Dart Container Corp Cogen | LFGT1 | Biomass | Combustion Turbine | Operating | 4.6 | 4.6 | 25239.11 | 21.31 | 19.87 | 1.44 | 1.44 | 0 | 4.02 | NA | 13041 | NA | NA | NA | 0.169 | 0.029 | 114.79 | Y
Dart Container Corp Cogen | LFGT2 | Biomass | Combustion Turbine | Operating | 4.6 | 4.6 | 25243.71 | 21.31 | 19.87 | 1.44 | 1.44 | 0 | 4.02 | NA | 13041 | NA | NA | NA | 0.169 | 0.029 | 114.79 | Y
Green Knight Energy Center | TG1 | Biomass | Combustion Turbine | Operating | 2.4 | 2.4 | 25246.11 | 21.31 | 19.87 | 1.44 | 1.44 | 0 | 8.13 | NA | 20810 | NA | NA | NA | 0.169 | 0.029 | 114.79 | N
Green Knight Energy Center | TG2 | Biomass | Combustion Turbine | Operating | 2.4 | 2.4 | 25248.51 | 21.31 | 19.87 | 1.44 | 1.44 | 0 | 8.13 | NA | 20810 | NA | NA | NA | 0.169 | 0.029 | 114.79 | N
Green Knight Energy Center | TG3 | Biomass | Combustion Turbine | Operating | 2.4 | 2.4 | 25250.91 | 21.31 | 19.87 | 1.44 | 1.44 | 0 | 8.13 | NA | 20810 | NA | NA | NA | 0.169 | 0.029 | 114.79 | N
Bethlehem Landfill | 1 | Biomass | Combustion Turbine | Operating | 4.7 | 4.7 | 25255.61 | 21.46 | 19.87 | 1.59 | 1.59 | 0 | 7.16 | NA | 20434 | NA | NA | NA | 0.169 | 0.029 | 114.79 | N
Panther Creek | GEN1 | Coal | Steam Turbine | Operating | 83 | 83 | 25338.61 | 21.8 | 18.26 | 3.54 | 3.54 | 0 | 19.53 | NA | 15302 | NA | NA | NA | 0.1215 | 0.1231 | 216.77 | N
Bruce Mansfield | 2 | Coal | Steam Turbine | Operating | 830 | 830 | 26168.61 | 21.88 | 19 | 2.88 | 2.88 | 0 | 28.41 | 27.81 | 10423 | 41392185 | 3971106 | 54.47 | 0.1345 | 0.2278 | 209.7598 | N
Bruce Mansfield | 3 | Coal | Steam Turbine | Operating | 850 | 850 | 27018.61 | 21.94 | 19.07 | 2.88 | 2.88 | 0 | 28.41 | 27.05 | 10461 | 49490404 | 4731142 | 63.37 | 0.1892 | 0.3441 | 209.7601 | N
Clairton Works | GEN1 | Other Fuel | Steam Turbine | Operating | 16 | 16 | 27034.61 | 22.5 | 1.97 | 20.53 | 20.53 | 0 | 87.84 | 32.53 | 4327 | 606145 | 140097 | 88.61 | 0.1758 | 0.011 | 118.16 | Y
Northampton | GEN1 | Coal | Steam Turbine | Operating | 112 | 112 | 27146.61 | 22.51 | 18.26 | 4.25 | 4.25 | 0 | 23.39 | NA | 11250 | NA | NA | NA | 0.089 | 0.1087 | 237.4621 | Y
West Campus Plant | WC 4 | Natural Gas | Steam Turbine | Operating | 2.6 | 2.6 | 27149.21 | 22.58 | 19.64 | 2.93 | 2.93 | 0 | 11.17 | NA | 11655 | NA | NA | NA | 0.153 | 0.029 | 120.44 | Y
West Campus Plant | WC 5 | Natural Gas | Steam Turbine | Operating | 2.6 | 2.6 | 27151.81 | 22.58 | 19.64 | 2.93 | 2.93 | 0 | 11.17 | NA | 11655 | NA | NA | NA | 0.153 | 0.029 | 120.44 | Y
Cheswick | 1 | Coal | Steam Turbine | Operating | 563 | 563 | 27714.81 | 22.72 | 18.6 | 4.12 | 4.12 | 0 | 26.62 | 30.4 | 10752 | 20972094 | 1950566 | 39.44 | 0.3931 | 0.1947 | 204.4965 | N
Glades Pike Cogeneration Plant (CT) | SOLAR | Biomass | Combustion Turbine | Operating | 1.5 | 1.5 | 27716.31 | 22.78 | 19.87 | 2.91 | 2.91 | 0 | 8.11 | NA | 13889 | NA | NA | NA | 0.169 | 0.029 | 114.79 | Y
Clairton Works | GEN3 | Other Fuel | Steam Turbine | Operating | 6 | 6 | 27722.31 | 22.99 | 2.46 | 20.53 | 20.53 | 0 | 87.84 | 44.32 | 5403 | 133444 | 24700 | 29.91 | 0.1443 | 0.011 | 118.16 | Y
Scrubgrass | GEN1 | Coal | Steam Turbine | Operating | 83.5 | 83.5 | 27805.81 | 24.41 | 18.26 | 6.15 | 6.15 | 0 | 20.38 | NA | 13589 | NA | NA | NA | 0.1488 | 0.3037 | 212.8388 | Y
Mahoning Creek | 8107 | Water | Hydro | Operating | 6.7 | 6.7 | 27812.51 | 24.51 | 0 | 24.51 | 24.51 | 0 | 8.43 | NA | NA | NA | NA | NA | NA | NA | NA | N
Conemaugh | 2 | Coal | Steam Turbine | Operating | 850 | 850 | 28662.51 | 25.16 | 22.56 | 2.6 | 2.6 | 0 | 28.11 | 30.76 | 9830 | 41906656 | 4263102 | 57.1 | 0.2086 | 0.0828 | 204.1031 | N
Newman & Company Inc. | 1 | Natural Gas | Steam Turbine | Operating | 1.8 | 1.8 | 28664.31 | 25.19 | 22.26 | 2.93 | 2.93 | 0 | 11.17 | NA | 11374 | NA | NA | NA | 0.153 | 0.029 | 120.44 | Y
Keystone | 1 | Coal | Steam Turbine | Operating | 850 | 850 | 29514.31 | 25.5 | 23.09 | 2.42 | 2.42 | 0 | 28.06 | 30.1 | 10165 | 52677894 | 5182256 | 69.41 | 0.2475 | 0.4304 | 205.1999 | N
Seward Waste Coal | FB1 | Coal | Steam Turbine | Operating | 521 | 521 | 30035.31 | 25.52 | 22.92 | 2.6 | 2.6 | 0 | 28.22 | 30.78 | 10624 | 29719155 | 2797312 | 61.12 | 0.1143 | 0.4783 | 205.0336 | N
Conemaugh | 1 | Coal | Steam Turbine | Operating | 850 | 850 | 30885.31 | 25.53 | 22.92 | 2.6 | 2.6 | 0 | 28.11 | 30.35 | 9990 | 49510290 | 4955845 | 66.38 | 0.2587 | 0.0724 | 204.9148 | N
Keystone | 2 | Coal | Steam Turbine | Operating | 850 | 850 | 31735.31 | 25.59 | 23.18 | 2.42 | 2.42 | 0 | 28.06 | 30.33 | 10206 | 51364905 | 5032900 | 67.41 | 0.2598 | 0.4182 | 205.2001 | N
Bucknell University | G001 | Natural Gas | Combined Cycle | Operating | 4.3 | 4.3 | 31739.61 | 26.16 | 17.94 | 8.22 | 8.22 | 0 | 26.37 | NA | 10642 | NA | NA | NA | 0.02 | 0.001 | 118.4 | Y
Bucknell University | G502 | Natural Gas | Combined Cycle | Operating | 0.5 | 0.5 | 31740.11 | 26.16 | 17.94 | 8.22 | 8.22 | 0 | 26.37 | NA | 10642 | NA | NA | NA | 0.02 | 0.001 | 118.4 | Y
Homer City | 3 | Coal | Steam Turbine | Operating | 650.5 | 650.5 | 32390.61 | 26.35 | 22.67 | 3.68 | 3.68 | 0 | 28.17 | 34.2 | 10252 | 23932944 | 2334496 | 40.78 | 0.3231 | 0.2699 | 205.2001 | N
Martins Creek 3 and 4 | 4 | Natural Gas | Steam Turbine | Operating | 850 | 850 | 33240.61 | 27.02 | 25.21 | 1.81 | 1.81 | 0 | 9.83 | 30.85 | 11030 | 24034474 | 2179009 | 28.57 | 0.1765 | 0.0048 | 120.0297 | N
Homer City | 2 | Coal | Steam Turbine | Operating | 617.5 | 617.5 | 33858.11 | 27.1 | 23.42 | 3.68 | 3.68 | 0 | 28.17 | 36.08 | 10587 | 20503995 | 1936644 | 35.34 | 0.3569 | 1.4514 | 205.2005 | N
Archbald Power Station | Gen2 | Natural Gas | Combustion Turbine | Operating | 43.7 | 43.7 | 33901.81 | 27.16 | 25.73 | 1.44 | 1.44 | 0 | 3.86 | NA | 11384 | NA | NA | NA | 0.0764 | 0.0006 | 118.8703 | N
Martins Creek 3 and 4 | 3 | Natural Gas | Steam Turbine | Operating | 850 | 850 | 34751.81 | 27.28 | 25.47 | 1.81 | 1.81 | 0 | 9.83 | 31.02 | 11143 | 24842915 | 2229467 | 29.46 | 0.1623 | 0.0051 | 119.2338 | N
Homer City | 1 | Coal | Steam Turbine | Operating | 624.5 | 624.5 | 35376.31 | 27.36 | 23.68 | 3.68 | 3.68 | 0 | 28.17 | 34.83 | 10709 | 25239145 | 2356923 | 42.9 | 0.2964 | 0.2009 | 205.1999 | N
Handsome Lake Energy | GT05 | Natural Gas | Combustion Turbine | Operating | 53.5 | 53.5 | 35429.81 | 27.41 | 24.53 | 2.88 | 2.88 | 0 | 3.29 | 47.94 | 14403 | 123630 | 8584 | 1.83 | 0.1651 | 0.0007 | 117.8617 | N
York Cogeneration | GT#1 | Natural Gas | Combined Cycle | Operating | 7.35 | 7.35 | 35437.16 | 27.61 | 19.39 | 8.22 | 8.22 | 0 | 26.37 | NA | 9907 | NA | NA | NA | 0.02 | 0.001 | 118.4 | Y
York Cogeneration | GT#2 | Natural Gas | Combined Cycle | Operating | 7.35 | 7.35 | 35444.51 | 27.61 | 19.39 | 8.22 | 8.22 | 0 | 26.37 | NA | 9907 | NA | NA | NA | 0.02 | 0.001 | 118.4 | Y
York Cogeneration | GT#5 | Natural Gas | Combined Cycle | Operating | 7.35 | 7.35 | 35451.86 | 27.61 | 19.39 | 8.22 | 8.22 | 0 | 26.37 | NA | 9907 | NA | NA | NA | 0.02 | 0.001 | 118.4 | Y
York Cogeneration | GT#6 | Natural Gas | Combined Cycle | Operating | 7.35 | 7.35 | 35459.21 | 27.61 | 19.39 | 8.22 | 8.22 | 0 | 26.37 | NA | 9907 | NA | NA | NA | 0.02 | 0.001 | 118.4 | Y
York Cogeneration | ST#1 | Natural Gas | Combined Cycle | Operating | 8.41 | 8.41 | 35467.62 | 27.61 | 19.39 | 8.22 | 8.22 | 0 | 26.37 | NA | 9907 | NA | NA | NA | 0.02 | 0.001 | 118.4 | Y
York Cogeneration | ST#2 | Natural Gas | Combined Cycle | Operating | 8.41 | 8.41 | 35476.03 | 27.61 | 19.39 | 8.22 | 8.22 | 0 | 26.37 | NA | 9907 | NA | NA | NA | 0.02 | 0.001 | 118.4 | Y
Spring House IC Plant | GEN 1 | Natural Gas | Internal Combustion | Operating | 3.8 | 3.8 | 35479.83 | 28.38 | 14.5 | 13.88 | 13.88 | 0 | 13.14 | NA | 8601 | NA | NA | NA | NA | NA | NA | N
Brunot Island CC | 2A | Natural Gas | Combined Cycle | Operating | 46 | 46 | 35525.83 | 28.56 | 20.34 | 8.22 | 8.22 | 0 | 20.92 | 112.76 | 11942 | 186724 | 11430 | 2.41 | 0.0309 | 0.0006 | 118.8692 | N
Brunot Island CC | 2B | Natural Gas | Combined Cycle | Operating | 48 | 48 | 35573.83 | 28.56 | 20.34 | 8.22 | 8.22 | 0 | 20.92 | 130.77 | 11942 | 167158 | 9825 | 1.97 | 0.0286 | 0.0006 | 118.8702 | N
Brunot Island CC | 3 | Natural Gas | Combined Cycle | Operating | 49 | 49 | 35622.83 | 28.56 | 20.34 | 8.22 | 8.22 | 0 | 20.92 | 107.71 | 11942 | 223704 | 12952 | 2.56 | 0.036 | 0.0006 | 118.8655 | N
Brunot Island CC | ST4 | Natural Gas | Combined Cycle | Operating | 101 | 101 | 35723.83 | 28.56 | 20.34 | 8.22 | 8.22 | 0 | 20.92 | 145.67 | 11942 | 46366 | 18043 | 2.03 | 0.0322 | 0.0006 | 118.868 | N
Brunner Island | 3 | Natural Gas | Steam Turbine | Operating | 742 | 742 | 36465.83 | 29.79 | 27.66 | 2.13 | 2.13 | 0 | 10.27 | 34.14 | 10659 | 18688335 | 1753306 | 26.24 | 0.3794 | 0.4175 | 199.5658 | N
Montour | 2 | Coal | Steam Turbine | Operating | 752 | 752 | 37217.83 | 29.92 | 25.49 | 4.43 | 4.43 | 0 | 28.05 | 39.47 | 9983 | 22045328 | 2208299 | 32.72 | 0.3743 | 0.3743 | 205.2001 | N
Warrior Ridge Hydroelectric | L-1 | Water | Hydro | Operating | 0.7 | 0.7 | 37218.53 | 30.14 | 0 | 30.14 | 30.14 | 0 | 48.4 | NA | NA | NA | NA | NA | NA | NA | NA | N
Warrior Ridge Hydroelectric | L-2 | Water | Hydro | Operating | 0.7 | 0.7 | 37219.23 | 30.14 | 0 | 30.14 | 30.14 | 0 | 48.4 | NA | NA | NA | NA | NA | NA | NA | NA | N
Warrior Ridge Hydroelectric | L-4 | Water | Hydro | Operating | 0.7 | 0.7 | 37219.93 | 30.14 | 0 | 30.14 | 30.14 | 0 | 48.4 | NA | NA | NA | NA | NA | NA | NA | NA | N
Warrior Ridge Hydroelectric | L-5 | Water | Hydro | Operating | 0.7 | 0.7 | 37220.63 | 30.14 | 0 | 30.14 | 30.14 | 0 | 48.4 | NA | NA | NA | NA | NA | NA | NA | NA | N
Gettysburg Energy & Nutrient Recovery Facility (GENRF) | GENRF | Biomass | Steam Turbine | Operating | 2.5 | 2.5 | 37223.13 | 30.35 | 26.15 | 4.2 | 4.2 | 0 | 74.97 | NA | 10474 | NA | NA | NA | 0.414 | 0.047 | 206.45 | N
Montour | 11 | Coal | Steam Turbine | Operating | 11 | 11 | 37234.13 | 30.45 | 26.02 | 4.43 | 4.43 | 0 | 28.05 | NA | 10189 | 342 | 0 | 0 | 0.3808 | 0.3609 | 205.2 | N
Brunner Island | 2 | Natural Gas | Steam Turbine | Operating | 363 | 363 | 37597.13 | 30.69 | 28.57 | 2.13 | 2.13 | 0 | 10.27 | 33.8 | 11007 | 13200778 | 1199354 | 36.12 | 0.3195 | 0.2069 | 204.5261 | N
Muddy Run Pumped Storage Facility | 1 | Water | Pumped Storage | Operating | 134 | 134 | 37731.13 | 30.73 | 28.29 | 2.44 | 2.44 | 0 | 3.92 | 34.06 | NA | NA | 157588 | 13.39 | NA | NA | NA | N
Muddy Run Pumped Storage Facility | 2 | Water | Pumped Storage | Operating | 133 | 133 | 37864.13 | 30.73 | 28.29 | 2.44 | 2.44 | 0 | 3.92 | 34.06 | NA | NA | 156412 | 13.39 | NA | NA | NA | N
Muddy Run Pumped Storage Facility | 3 | Water | Pumped Storage | Operating | 134 | 134 | 37998.13 | 30.73 | 28.29 | 2.44 | 2.44 | 0 | 3.92 | 34.06 | NA | NA | 157588 | 13.39 | NA | NA | NA | N
Muddy Run Pumped Storage Facility | 4 | Water | Pumped Storage | Operating | 134 | 134 | 38132.13 | 30.73 | 28.29 | 2.44 | 2.44 | 0 | 3.92 | 34.06 | NA | NA | 157588 | 13.39 | NA | NA | NA | N
Muddy Run Pumped Storage Facility | 5 | Water | Pumped Storage | Operating | 134 | 134 | 38266.13 | 30.73 | 28.29 | 2.44 | 2.44 | 0 | 3.92 | 34.06 | NA | NA | 157588 | 13.39 | NA | NA | NA | N
Muddy Run Pumped Storage Facility | 6 | Water | Pumped Storage | Operating | 133 | 133 | 38399.13 | 30.73 | 28.29 | 2.44 | 2.44 | 0 | 3.92 | 34.06 | NA | NA | 156412 | 13.39 | NA | NA | NA | N
Muddy Run Pumped Storage Facility | 7 | Water | Pumped Storage | Operating | 134 | 134 | 38533.13 | 30.73 | 28.29 | 2.44 | 2.44 | 0 | 3.92 | 34.06 | NA | NA | 157588 | 13.39 | NA | NA | NA | N
Muddy Run Pumped Storage Facility | 8 | Water | Pumped Storage | Operating | 134 | 134 | 38667.13 | 30.73 | 28.29 | 2.44 | 2.44 | 0 | 3.92 | 34.06 | NA | NA | 157588 | 13.39 | NA | NA | NA | N
Montour | 1 | Coal | Steam Turbine | Operating | 752 | 752 | 39419.13 | 30.98 | 26.55 | 4.43 | 4.43 | 0 | 28.05 | 40.71 | 10399 | 22563214 | 2169709 | 32.15 | 0.387 | 0.3482 | 205.1999 | N
Indiana University of Pennsylvania | GEN1 | Natural Gas | Internal Combustion | Operating | 6 | 6 | 39425.13 | 31.66 | 16.1 | 15.56 | 15.56 | 0 | 12.75 | NA | 9456 | NA | NA | NA | NA | NA | NA | Y
Indiana University of Pennsylvania | GEN2 | Natural Gas | Internal Combustion | Operating | 6 | 6 | 39431.13 | 31.66 | 16.1 | 15.56 | 15.56 | 0 | 12.75 | NA | 9456 | NA | NA | NA | NA | NA | NA | Y
Indiana University of Pennsylvania | GEN3 | Natural Gas | Internal Combustion | Operating | 6 | 6 | 39437.13 | 31.66 | 16.1 | 15.56 | 15.56 | 0 | 12.75 | NA | 9456 | NA | NA | NA | NA | NA | NA | Y
Indiana University of Pennsylvania | GEN4 | Natural Gas | Internal Combustion | Operating | 6 | 6 | 39443.13 | 31.66 | 16.1 | 15.56 | 15.56 | 0 | 12.75 | NA | 9456 | NA | NA | NA | NA | NA | NA | Y
Keystone Landfill | NO 1 | Biomass | Internal Combustion | Operating | 0.7 | 0.7 | 39443.83 | 32.4 | 19.43 | 12.97 | 12.97 | 0 | 10.78 | NA | 13563 | NA | NA | NA | NA | NA | NA | N
Keystone Landfill | NO 2 | Biomass | Internal Combustion | Operating | 0.7 | 0.7 | 39444.53 | 32.4 | 19.43 | 12.97 | 12.97 | 0 | 10.78 | NA | 13563 | NA | NA | NA | NA | NA | NA | N
Keystone Landfill | NO 3 | Biomass | Internal Combustion | Operating | 0.7 | 0.7 | 39445.23 | 32.4 | 19.43 | 12.97 | 12.97 | 0 | 10.78 | NA | 13563 | NA | NA | NA | NA | NA | NA | N
Keystone Landfill | NO 4 | Biomass | Internal Combustion | Operating | 0.7 | 0.7 | 39445.93 | 32.4 | 19.43 | 12.97 | 12.97 | 0 | 10.78 | NA | 13563 | NA | NA | NA | NA | NA | NA | N
Keystone Landfill | NO 5 | Biomass | Internal Combustion | Operating | 0.7 | 0.7 | 39446.63 | 32.4 | 19.43 | 12.97 | 12.97 | 0 | 10.78 | NA | 13563 | NA | NA | NA | NA | NA | NA | N
Keystone Landfill | NO 6 | Biomass | Internal Combustion | Operating | 0.7 | 0.7 | 39447.33 | 32.4 | 19.43 | 12.97 | 12.97 | 0 | 10.78 | NA | 13563 | NA | NA | NA | NA | NA | NA | N
Keystone Landfill | NO 7 | Biomass | Internal Combustion | Operating | 0.7 | 0.7 | 39448.03 | 32.4 | 19.43 | 12.97 | 12.97 | 0 | 10.78 | NA | 13563 | NA | NA | NA | NA | NA | NA | N
Tullytown Landfill Gas Facility | GEN1 | Biomass | Internal Combustion | Operating | 1.6 | 1.6 | 39449.63 | 32.54 | 19.43 | 13.12 | 13.12 | 0 | 12.66 | NA | 10548 | NA | NA | NA | NA | NA | NA | N
Lakeview Gas Recovery | GEN1 | Biomass | Internal Combustion | Operating | 3 | 3 | 39452.63 | 32.55 | 19.43 | 13.12 | 13.12 | 0 | 11.5 | NA | 11255 | NA | NA | NA | NA | NA | NA | N
Lakeview Gas Recovery | GEN2 | Biomass | Internal Combustion | Operating | 3 | 3 | 39455.63 | 32.55 | 19.43 | 13.12 | 13.12 | 0 | 11.5 | NA | 11255 | NA | NA | NA | NA | NA | NA | N
IESI Blue Ridge Landfill | GEN1 | Biomass | Internal Combustion | Operating | 1.6 | 1.6 | 39457.23 | 32.68 | 19.43 | 13.26 | 13.26 | 0 | 13.29 | NA | 11260 | NA | NA | NA | NA | NA | NA | N
IESI Blue Ridge Landfill | GEN2 | Biomass | Internal Combustion | Operating | 1.6 | 1.6 | 39458.83 | 32.68 | 19.43 | 13.26 | 13.26 | 0 | 13.29 | NA | 11260 | NA | NA | NA | NA | NA | NA | N
IESI Blue Ridge Landfill | GEN3 | Biomass | Internal Combustion | Operating | 1.6 | 1.6 | 39460.43 | 32.68 | 19.43 | 13.26 | 13.26 | 0 | 13.29 | NA | 11260 | NA | NA | NA | NA | NA | NA | N
IESI Blue Ridge Landfill | GEN4 | Biomass | Internal Combustion | Operating | 1.6 | 1.6 | 39462.03 | 32.68 | 19.43 | 13.26 | 13.26 | 0 | 13.29 | NA | 11260 | NA | NA | NA | NA | NA | NA | N
Shippensburg (Cumberland County) Landfill | GEN 1 | Biomass | Internal Combustion | Operating | 1.6 | 1.6 | 39463.63 | 32.68 | 19.43 | 13.25 | 13.25 | 0 | 12.87 | NA | 10968 | NA | NA | NA | NA | NA | NA | N
Shippensburg (Cumberland County) Landfill | GEN 2 | Biomass | Internal Combustion | Operating | 1.6 | 1.6 | 39465.23 | 32.68 | 19.43 | 13.25 | 13.25 | 0 | 12.87 | NA | 10968 | NA | NA | NA | NA | NA | NA | N
Shippensburg (Cumberland County) Landfill | GEN 3 | Biomass | Internal Combustion | Operating | 1.6 | 1.6 | 39466.83 | 32.68 | 19.43 | 13.25 | 13.25 | 0 | 12.87 | NA | 10968 | NA | NA | NA | NA | NA | NA | N
Shippensburg (Cumberland County) Landfill | GEN 4 | Biomass | Internal Combustion | Operating | 1.6 | 1.6 | 39468.43 | 32.68 | 19.43 | 13.25 | 13.25 | 0 | 12.87 | NA | 10968 | NA | NA | NA | NA | NA | NA | N
Northern Tier Landfill | GEN 1 | Biomass | Internal Combustion | Operating | 1.6 | 1.6 | 39470.03 | 32.8 | 19.43 | 13.37 | 13.37 | 0 | 11 | NA | 11294 | NA | NA | NA | NA | NA | NA | N
Beaver Dam Gas Project | GEN1 | Natural Gas | Internal Combustion | Operating | 3.98 | 3.98 | 39474.01 | 32.81 | 18.67 | 14.14 | 14.14 | 0 | 9.71 | NA | 11075 | NA | NA | NA | NA | NA | NA | N
Beaver Dam Gas Project | GEN2 | Natural Gas | Internal Combustion | Operating | 3.98 | 3.98 | 39477.99 | 32.81 | 18.67 | 14.14 | 14.14 | 0 | 9.71 | NA | 11075 | NA | NA | NA | NA | NA | NA | N
Beaver Dam Gas Project | GEN3 | Natural Gas | Internal Combustion | Operating | 3.98 | 3.98 | 39481.97 | 32.81 | 18.67 | 14.14 | 14.14 | 0 | 9.71 | NA | 11075 | NA | NA | NA | NA | NA | NA | N
Beaver Dam Gas Project | GEN4 | Natural Gas | Internal Combustion | Operating | 3.98 | 3.98 | 39485.95 | 32.81 | 18.67 | 14.14 | 14.14 | 0 | 9.71 | NA | 11075 | NA | NA | NA | NA | NA | NA | N
Beaver Dam Gas Project | GEN5 | Natural Gas | Internal Combustion | Operating | 3.98 | 3.98 | 39489.93 | 32.81 | 18.67 | 14.14 | 14.14 | 0 | 9.71 | NA | 11075 | NA | NA | NA | NA | NA | NA | N
Pioneer Crossing Landfill | LFG1 | Biomass | Internal Combustion | Operating | 1.6 | 1.6 | 39491.53 | 32.81 | 19.43 | 13.38 | 13.38 | 0 | 12.91 | NA | 11266 | NA | NA | NA | NA | NA | NA | N
Pioneer Crossing Landfill | LFG2 | Biomass | Internal Combustion | Operating | 1.6 | 1.6 | 39493.13 | 32.81 | 19.43 | 13.38 | 13.38 | 0 | 12.91 | NA | 11266 | NA | NA | NA | NA | NA | NA | N
Pioneer Crossing Landfill | LFG3 | Biomass | Internal Combustion | Operating | 1.6 | 1.6 | 39494.73 | 32.81 | 19.43 | 13.38 | 13.38 | 0 | 12.91 | NA | 11266 | NA | NA | NA | NA | NA | NA | N
Pioneer Crossing Landfill | LFG4 | Biomass | Internal Combustion | Operating | 1.6 | 1.6 | 39496.33 | 32.81 | 19.43 | 13.38 | 13.38 | 0 | 12.91 | NA | 11266 | NA | NA | NA | NA | NA | NA | N
Pioneer Crossing Landfill | LFG5 | Biomass | Internal Combustion | Operating | 1.6 | 1.6 | 39497.93 | 32.81 | 19.43 | 13.38 | 13.38 | 0 | 12.91 | NA | 11266 | NA | NA | NA | NA | NA | NA | N
Arden Landfill | GEN1 | Biomass | Internal Combustion | Operating | 0.8 | 0.8 | 39498.73 | 32.85 | 19.43 | 13.43 | 13.43 | 0 | 12.66 | NA | 12412 | NA | NA | NA | NA | NA | NA | N
Arden Landfill | GEN2 | Biomass | Internal Combustion | Operating | 0.8 | 0.8 | 39499.53 | 32.85 | 19.43 | 13.43 | 13.43 | 0 | 12.66 | NA | 12412 | NA | NA | NA | NA | NA | NA | N
Arden Landfill | GEN3 | Biomass | Internal Combustion | Operating | 0.8 | 0.8 | 39500.33 | 32.85 | 19.43 | 13.43 | 13.43 | 0 | 12.66 | NA | 12412 | NA | NA | NA | NA | NA | NA | N
Arden Landfill | GEN4 | Biomass | Internal Combustion | Operating | 0.8 | 0.8 | 39501.13 | 32.85 | 19.43 | 13.43 | 13.43 | 0 | 12.66 | NA | 12412 | NA | NA | NA | NA | NA | NA | N
Arden Landfill | GEN5 | Biomass | Internal Combustion | Operating | 0.8 | 0.8 | 39501.93 | 32.85 | 19.43 | 13.43 | 13.43 | 0 | 12.66 | NA | 12412 | NA | NA | NA | NA | NA | NA | N
Arden Landfill | GEN6 | Biomass | Internal Combustion | Operating | 0.8 | 0.8 | 39502.73 | 32.85 | 19.43 | 13.43 | 13.43 | 0 | 12.66 | NA | 12412 | NA | NA | NA | NA | NA | NA | N
Allenwood (PPLRE Lycoming County Landfill Project) | 1 | Biomass | Internal Combustion | Operating | 1.6 | 1.6 | 39504.33 | 32.94 | 19.43 | 13.52 | 13.52 | 0 | 12.87 | NA | 10739 | NA | NA | NA | NA | NA | NA | N
Allenwood (PPLRE Lycoming County Landfill Project) | 2 | Biomass | Internal Combustion | Operating | 1.6 | 1.6 | 39505.93 | 32.94 | 19.43 | 13.52 | 13.52 | 0 | 12.87 | NA | 10739 | NA | NA | NA | NA | NA | NA | N
Zook Generating Station (L&S Sweetners) | GEN1 | Biomass | Internal Combustion | Operating | 1.6 | 1.6 | 39507.53 | 32.98 | 19.43 | 13.55 | 13.55 | 0 | 13.08 | NA | 11229 | NA | NA | NA | NA | NA | NA | N
Zook Generating Station (L&S Sweetners) | GEN2 | Biomass | Internal Combustion | Operating | 1.6 | 1.6 | 39509.13 | 32.98 | 19.43 | 13.55 | 13.55 | 0 | 13.08 | NA | 11229 | NA | NA | NA | NA | NA | NA | N
Lycoming County Landfill Project (PPL Renewable) | 1 | Biomass | Internal Combustion | Operating | 1.5 | 1.5 | 39510.63 | 33.18 | 19.43 | 13.76 | 13.76 | 0 | 12.83 | NA | 11465 | NA | NA | NA | NA | NA | NA | N
Lycoming County Landfill Project (PPL Renewable) | 2 | Biomass | Internal Combustion | Operating | 1.5 | 1.5 | 39512.13 | 33.18 | 19.43 | 13.76 | 13.76 | 0 | 12.83 | NA | 11465 | NA | NA | NA | NA | NA | NA | N
Archbald Cogeneration | GEN1 | Biomass | Steam Turbine | Operating | 20 | 20 | 39532.13 | 33.23 | 18.37 | 14.85 | 14.85 | 0 | 64.71 | NA | 14732 | NA | NA | NA | 0.041 | 0.027 | 171.5 | Y
PWD Northeast WPCP Biogas Cogen | NBG1 | Biomass | Internal Combustion | Operating | 1.4 | 1.4 | 39533.53 | 33.35 | 19.43 | 13.92 | 13.92 | 0 | 13.26 | NA | 9236 | NA | NA | NA | NA | NA | NA | Y
PWD Northeast WPCP Biogas Cogen | NBG2 | Biomass | Internal Combustion | Operating | 1.4 | 1.4 | 39534.93 | 33.35 | 19.43 | 13.92 | 13.92 | 0 | 13.26 | NA | 9236 | NA | NA | NA | NA | NA | NA | Y
PWD Northeast WPCP Biogas Cogen | NBG3 | Biomass | Internal Combustion | Operating | 1.4 | 1.4 | 39536.33 | 33.35 | 19.43 | 13.92 | 13.92 | 0 | 13.26 | NA | 9236 | NA | NA | NA | NA | NA | NA | Y
PWD Northeast WPCP Biogas Cogen | NBG4 | Biomass | Internal Combustion | Operating | 1.4 | 1.4 | 39537.73 | 33.35 | 19.43 | 13.92 | 13.92 | 0 | 13.26 | NA | 9236 | NA | NA | NA | NA | NA | NA | Y
Glendon Plant | 1 | Biomass | Internal Combustion | Operating | 1.6 | 1.6 | 39539.33 | 33.36 | 19.43 | 13.94 | 13.94 | 0 | 12.66 | NA | 10115 | NA | NA | NA | NA | NA | NA | N
Glendon Plant | 2 | Biomass | Internal Combustion | Operating | 1.6 | 1.6 | 39540.93 | 33.36 | 19.43 | 13.94 | 13.94 | 0 | 12.66 | NA | 10115 | NA | NA | NA | NA | NA | NA | N
Honey Brook Generating Station (Granger) | 1 | Biomass | Internal Combustion | Operating | 1.6 | 1.6 | 39542.53 | 33.4 | 19.43 | 13.98 | 13.98 | 0 | 11.62 | NA | 15282 | NA | NA | NA | NA | NA | NA | N
Honey Brook Generating Station (Granger) | 2 | Biomass | Internal Combustion | Operating | 1.6 | 1.6 | 39544.13 | 33.4 | 19.43 | 13.98 | 13.98 | 0 | 11.62 | NA | 15282 | NA | NA | NA | NA | NA | NA | N
Glades Pike Cogeneration Plant IC | CAT1 | Biomass | Internal Combustion | Operating | 1.4 | 1.4 | 39545.53 | 33.43 | 19.43 | 14 | 14 | 0 | 12.54 | NA | 7791 | NA | NA | NA | NA | NA | NA | Y
Glades Pike Cogeneration Plant IC | CAT2 | Biomass | Internal Combustion | Operating | 1.4 | 1.4 | 39546.93 | 33.43 | 19.43 | 14 | 14 | 0 | 12.54 | NA | 7791 | NA | NA | NA | NA | NA | NA | Y
Kinzua Pumped Storage Project (Seneca) | 1 | Water | Pumped Storage | Operating | 237 | 237 | 39783.93 | 33.47 | 29.74 | 3.73 | 3.73 | 0 | 5.08 | 38.04 | NA | NA | 263161 | 12.64 | NA | NA | NA | N
Kinzua Pumped Storage Project (Seneca) | 2 | Water | Pumped Storage | Operating | 245 | 245 | 40028.93 | 33.47 | 29.74 | 3.73 | 3.73 | 0 | 5.08 | 38.04 | NA | NA | 272044 | 12.64 | NA | NA | NA | N
Kinzua Pumped Storage Project (Seneca) | 3 | Water | Pumped Storage | Operating | 31 | 31 | 40059.93 | 33.47 | 29.74 | 3.73 | 3.73 | 0 | 5.08 | 38.04 | NA | NA | 34422 | 12.64 | NA | NA | NA | N
Andromeda One A Biomass Plant | 1 | Biomass | Internal Combustion | Operating | 4 | 4 | 40063.93 | 33.78 | 27.65 | 6.13 | 6.13 | 0 | 23.96 | NA | 11075 | NA | NA | NA | NA | NA | NA | N
Greater Lebanon Refuse Authority Landfill | GEN1 | Biomass | Internal Combustion | Operating | 1.6 | 1.6 | 40065.53 | 33.87 | 19.43 | 14.45 | 14.45 | 0 | 11.83 | NA | 11007 | NA | NA | NA | NA | NA | NA | N
Greater Lebanon Refuse Authority Landfill | GEN2 | Biomass | Internal Combustion | Operating | 1.6 | 1.6 | 40067.13 | 33.87 | 19.43 | 14.45 | 14.45 | 0 | 11.83 | NA | 11007 | NA | NA | NA | NA | NA | NA | N
Frey Farm Landfill | GEN1 | Biomass | Internal Combustion | Operating | 1.6 | 1.6 | 40068.73 | 34.09 | 19.43 | 14.67 | 14.67 | 0 | 11.62 | NA | 11084 | NA | NA | NA | NA | NA | NA | Y
Frey Farm Landfill | GEN2 | Biomass | Internal Combustion | Operating | 1.6 | 1.6 | 40070.33 | 34.09 | 19.43 | 14.67 | 14.67 | 0 | 11.62 | NA | 11084 | NA | NA | NA | NA | NA | NA | Y
New Castle | 4 | Natural Gas | Steam Turbine | Operating | 87 | 87 | 40157.33 | 35.59 | 31.9 | 3.69 | 3.69 | 0 | 15.49 | 40.44 | 11070 | 3073245 | 277618 | 34.35 | 0.1804 | 0.4942 | 140.4356 | N
Brunner Island | 1 | Natural Gas | Steam Turbine | Retired | 306 | 306 | 40463.33 | 36.03 | 33.9 | 2.13 | 2.13 | 0 | 10.27 | 46.03 | 13063 | 4107178 | 314425 | 11.15 | 0.362 | 0.3039 | 203.6616 | N
SECCRA Community Landfill | 1 | Biomass | Internal Combustion | Operating | 0.9 | 0.9 | 40464.23 | 36.36 | 19.43 | 16.93 | 16.93 | 0 | 11.37 | NA | 10659 | NA | NA | NA | NA | NA | NA | N
SECCRA Community Landfill | 3 | Biomass | Internal Combustion | Operating | 1.6 | 1.6 | 40465.83 | 36.36 | 19.43 | 16.93 | 16.93 | 0 | 11.37 | NA | 10659 | NA | NA | NA | NA | NA | NA | N
New Castle | 5 | Natural Gas | Steam Turbine | Operating | 130 | 130 | 40595.83 | 36.48 | 32.79 | 3.69 | 3.69 | 0 | 15.49 | 41.74 | 11380 | 4357506 | 382895 | 32.29 | 0.1691 | 0.3615 | 135.3642 | N
Morgantown Generating Station | GEMT | Biomass | Internal Combustion | Operating | 1.6 | 1.6 | 40597.43 | 36.61 | 19.43 | 17.18 | 17.18 | 0 | 43.19 | NA | 11075 | NA | NA | NA | NA | NA | NA | N
New Castle | 3 | Natural Gas | Steam Turbine | Operating | 88 | 88 | 40685.43 | 36.72 | 33.02 | 3.69 | 3.69 | 0 | 15.49 | 44.54 | 11461 | 1998101 | 174338 | 21.34 | 0.1379 | 0.1146 | 124.0355 | N
Blossburg | 1 | Natural Gas | Combustion Turbine | Operating | 16 | 16 | 40701.43 | 36.87 | 24.85 | 12.02 | 12.02 | 0 | 8.83 | NA | 14744 | NA | NA | NA | 0.059 | 0.002 | 119.31 | N
Mountain View Landfill | 1 | Biomass | Internal Combustion | Operating | 0.3 | 0.3 | 40701.73 | 40.12 | 19.43 | 20.7 | 20.7 | 0 | 12.94 | NA | 10866 | NA | NA | NA | NA | NA | NA | N
Mountain View Landfill | 10 | Biomass | Internal Combustion | Operating | 0.3 | 0.3 | 40702.03 | 40.12 | 19.43 | 20.7 | 20.7 | 0 | 12.94 | NA | 10866 | NA | NA | NA | NA | NA | NA | N
Mountain View Landfill | 11 | Biomass | Internal Combustion | Operating | 0.3 | 0.3 | 40702.33 | 40.12 | 19.43 | 20.7 | 20.7 | 0 | 12.94 | NA | 10866 | NA | NA | NA | NA | NA | NA | N
Mountain View Landfill | 12 | Biomass | Internal Combustion | Operating | 0.3 | 0.3 | 40702.63 | 40.12 | 19.43 | 20.7 | 20.7 | 0 | 12.94 | NA | 10866 | NA | NA | NA | NA | NA | NA | N
Mountain View Landfill | 13 | Biomass | Internal Combustion | Operating | 0.3 | 0.3 | 40702.93 | 40.12 | 19.43 | 20.7 | 20.7 | 0 | 12.94 | NA | 10866 | NA | NA | NA | NA | NA | NA | N
Mountain View Landfill | 14 | Biomass | Internal Combustion | Operating | 0.3 | 0.3 | 40703.23 | 40.12 | 19.43 | 20.7 | 20.7 | 0 | 12.94 | NA | 10866 | NA | NA | NA | NA | NA | NA | N
Mountain View Landfill | 15 | Biomass | Internal Combustion | Operating | 0.3 | 0.3 | 40703.53 | 40.12 | 19.43 | 20.7 | 20.7 | 0 | 12.94 | NA | 10866 | NA | NA | NA | NA | NA | NA | N
Mountain View Landfill | 16 | Biomass | Internal Combustion | Operating | 0.3 | 0.3 | 40703.83 | 40.12 | 19.43 | 20.7 | 20.7 | 0 | 12.94 | NA | 10866 | NA | NA | NA | NA | NA | NA | N
Mountain View Landfill | 17 | Biomass | Internal Combustion | Operating | 0.3 | 0.3 | 40704.13 | 40.12 | 19.43 | 20.7 | 20.7 | 0 | 12.94 | NA | 10866 | NA | NA | NA | NA | NA | NA | N
Mountain View Landfill | 18 | Biomass | Internal Combustion | Operating | 0.3 | 0.3 | 40704.43 | 40.12 | 19.43 | 20.7 | 20.7 | 0 | 12.94 | NA | 10866 | NA | NA | NA | NA | NA | NA | N
Mountain View Landfill | 19 | Biomass | Internal Combustion | Operating | 0.3 | 0.3 | 40704.73 | 40.12 | 19.43 | 20.7 | 20.7 | 0 | 12.94 | NA | 10866 | NA | NA | NA | NA | NA | NA | N
Mountain View Landfill | 2 | Biomass | Internal Combustion | Operating | 0.3 | 0.3 | 40705.03 | 40.12 | 19.43 | 20.7 | 20.7 | 0 | 12.94 | NA | 10866 | NA | NA | NA | NA | NA | NA | N
Mountain View Landfill | 20 | Biomass | Internal Combustion | Operating | 0.3 | 0.3 | 40705.33 | 40.12 | 19.43 | 20.7 | 20.7 | 0 | 12.94 | NA | 10866 | NA | NA | NA | NA | NA | NA | N
Mountain View Landfill | 21 | Biomass | Internal Combustion | Operating | 0.3 | 0.3 | 40705.63 | 40.12 | 19.43 | 20.7 | 20.7 | 0 | 12.94 | NA | 10866 | NA | NA | NA | NA | NA | NA | N
Mountain View Landfill | 22 | Biomass | Internal Combustion | Operating | 0.3 | 0.3 | 40705.93 | 40.12 | 19.43 | 20.7 | 20.7 | 0 | 12.94 | NA | 10866 | NA | NA | NA | NA | NA | NA | N
Mountain View Landfill | 23 | Biomass | Internal Combustion | Operating | 0.3 | 0.3 | 40706.23 | 40.12 | 19.43 | 20.7 | 20.7 | 0 | 12.94 | NA | 10866 | NA | NA | NA | NA | NA | NA | N
Mountain View Landfill | 24 | Biomass | Internal Combustion | Operating | 0.3 | 0.3 | 40706.53 | 40.12 | 19.43 | 20.7 | 20.7 | 0 | 12.94 | NA | 10866 | NA | NA | NA | NA | NA | NA | N
Mountain View Landfill | 25 | Biomass | Internal Combustion | Operating | 0.3 | 0.3 | 40706.83 | 40.12 | 19.43 | 20.7 | 20.7 | 0 | 12.94 | NA | 10866 | NA | NA | NA | NA | NA | NA | N
Mountain View Landfill | 26 | Biomass | Internal Combustion | Operating | 0.3 | 0.3 | 40707.13 | 40.12 | 19.43 | 20.7 | 20.7 | 0 | 12.94 | NA | 10866 | NA | NA | NA | NA | NA | NA | N
Mountain View Landfill | 27 | Biomass | Internal Combustion | Operating | 0.3 | 0.3 | 40707.43 | 40.12 | 19.43 | 20.7 | 20.7 | 0 | 12.94 | NA | 10866 | NA | NA | NA | NA | NA | NA | N
Mountain View Landfill | 28 | Biomass | Internal Combustion | Operating | 0.3 | 0.3 | 40707.73 | 40.12 | 19.43 | 20.7 | 20.7 | 0 | 12.94 | NA | 10866 | NA | NA | NA | NA | NA | NA | N
Mountain View Landfill | 29 | Biomass | Internal Combustion | Operating | 0.3 | 0.3 | 40708.03 | 40.12 | 19.43 | 20.7 | 20.7 | 0 | 12.94 | NA | 10866 | NA | NA | NA | NA | NA | NA | N
Mountain View Landfill | 3 | Biomass | Internal Combustion | Operating | 0.3 | 0.3 | 40708.33 | 40.12 | 19.43 | 20.7 | 20.7 | 0 | 12.94 | NA | 10866 | NA | NA | NA | NA | NA | NA | N
Mountain View Landfill | 30 | Biomass | Internal Combustion | Operating | 0.3 | 0.3 | 40708.63 | 40.12 | 19.43 | 20.7 | 20.7 | 0 | 12.94 | NA | 10866 | NA | NA | NA | NA | NA | NA | N
Mountain View Landfill | 31 | Biomass | Internal Combustion | Operating | 0.3 | 0.3 | 40708.93 | 40.12 | 19.43 | 20.7 | 20.7 | 0 | 12.94 | NA | 10866 | NA | NA | NA | NA | NA | NA | N
Mountain View Landfill | 32 | Biomass | Internal Combustion | Operating | 0.3 | 0.3 | 40709.23 | 40.12 | 19.43 | 20.7 | 20.7 | 0 | 12.94 | NA | 10866 | NA | NA | NA | NA | NA | NA | N
Mountain View Landfill | 33 | Biomass | Internal Combustion | Operating | 0.3 | 0.3 | 40709.53 | 40.12 | 19.43 | 20.7 | 20.7 | 0 | 12.94 | NA | 10866 | NA | NA | NA | NA | NA | NA | N
Mountain View Landfill | 34 | Biomass | Internal Combustion | Operating | 0.3 | 0.3 | 40709.83 | 40.12 | 19.43 | 20.7 | 20.7 | 0 | 12.94 | NA | 10866 | NA | NA | NA | NA | NA | NA | N
Mountain View Landfill | 35 | Biomass | Internal Combustion | Operating | 0.3 | 0.3 | 40710.13 | 40.12 | 19.43 | 20.7 | 20.7 | 0 | 12.94 | NA | 10866 | NA | NA | NA | NA | NA | NA | N
Mountain View Landfill | 36 | Biomass | Internal Combustion | Operating | 0.3 | 0.3 | 40710.43 | 40.12 | 19.43 | 20.7 | 20.7 | 0 | 12.94 | NA | 10866 | NA | NA | NA | NA | NA | NA | N
Mountain View Landfill | 37 | Biomass | Internal Combustion | Operating | 0.3 | 0.3 | 40710.73 | 40.12 | 19.43 | 20.7 | 20.7 | 0 | 12.94 | NA | 10866 | NA | NA | NA | NA | NA | NA | N
Mountain View Landfill | 38 | Biomass | Internal Combustion | Operating | 0.3 | 0.3 | 40711.03 | 40.12 | 19.43 | 20.7 | 20.7 | 0 | 12.94 | NA | 10866 | NA | NA | NA | NA | NA | NA | N
Mountain View Landfill | 39 | Biomass | Internal Combustion | Operating | 0.3 | 0.3 | 40711.33 | 40.12 | 19.43 | 20.7 | 20.7 | 0 | 12.94 | NA | 10866 | NA | NA | NA | NA | NA | NA | N
Mountain View Landfill | 4 | Biomass | Internal Combustion | Operating | 0.3 | 0.3 | 40711.63 | 40.12 | 19.43 | 20.7 | 20.7 | 0 | 12.94 | NA | 10866 | NA | NA | NA | NA | NA | NA | N
Mountain View Landfill | 40 | Biomass | Internal Combustion | Operating | 0.3 | 0.3 | 40711.93 | 40.12 | 19.43 | 20.7 | 20.7 | 0 | 12.94 | NA | 10866 | NA | NA | NA | NA | NA | NA | N
Mountain View Landfill | 41 | Biomass | Internal Combustion | Operating | 0.3 | 0.3 | 40712.23 | 40.12 | 19.43 | 20.7 | 20.7 | 0 | 12.94 | NA | 10866 | NA | NA | NA | NA | NA | NA | N
Mountain View Landfill | 42 | Biomass | Internal Combustion | Operating | 0.3 | 0.3 | 40712.53 | 40.12 | 19.43 | 20.7 | 20.7 | 0 | 12.94 | NA | 10866 | NA | NA | NA | NA | NA | NA | N
Mountain View Landfill | 43 | Biomass | Internal Combustion | Operating | 0.3 | 0.3 | 40712.83 | 40.12 | 19.43 | 20.7 | 20.7 | 0 | 12.94 | NA | 10866 | NA | NA | NA | NA | NA | NA | N
Mountain View Landfill | 44 | Biomass | Internal Combustion | Operating | 0.3 | 0.3 | 40713.13 | 40.12 | 19.43 | 20.7 | 20.7 | 0 | 12.94 | NA | 10866 | NA | NA | NA | NA | NA | NA | N
Mountain View Landfill | 45 | Biomass | Internal Combustion | Operating | 0.3 | 0.3 | 40713.43 | 40.12 | 19.43 | 20.7 | 20.7 | 0 | 12.94 | NA | 10866 | NA | NA | NA | NA | NA | NA | N
Mountain View Landfill | 46 | Biomass | Internal Combustion | Operating | 0.3 | 0.3 | 40713.73 | 40.12 | 19.43 | 20.7 | 20.7 | 0 | 12.94 | NA | 10866 | NA | NA | NA | NA | NA | NA | N
Mountain View Landfill | 47 | Biomass | Internal Combustion | Operating | 0.3 | 0.3 | 40714.03 | 40.12 | 19.43 | 20.7 | 20.7 | 0 | 12.94 | NA | 10866 | NA | NA | NA | NA | NA | NA | N
Mountain View Landfill | 48 | Biomass | Internal Combustion | Operating | 0.3 | 0.3 | 40714.33 | 40.12 | 19.43 | 20.7 | 20.7 | 0 | 12.94 | NA | 10866 | NA | NA | NA | NA | NA | NA | N
Mountain View Landfill | 5 | Biomass | Internal Combustion | Operating | 0.3 | 0.3 | 40714.63 | 40.12 | 19.43 | 20.7 | 20.7 | 0 | 12.94 | NA | 10866 | NA | NA | NA | NA | NA | NA | N
Mountain View Landfill | 6 | Biomass | Internal Combustion | Operating | 0.3 | 0.3 | 40714.93 | 40.12 | 19.43 | 20.7 | 20.7 | 0 | 12.94 | NA | 10866 | NA | NA | NA | NA | NA | NA | N
Mountain View Landfill | 7 | Biomass | Internal Combustion | Operating | 0.3 | 0.3 | 40715.23 | 40.12 | 19.43 | 20.7 | 20.7 | 0 | 12.94 | NA | 10866 | NA | NA | NA | NA | NA | NA | N
Mountain View Landfill | 8 | Biomass | Internal Combustion | Operating | 0.3 | 0.3 | 40715.53 | 40.12 | 19.43 | 20.7 | 20.7 | 0 | 12.94 | NA | 10866 | NA | NA | NA | NA | NA | NA | N
Mountain View Landfill | 9 | Biomass | Internal Combustion | Operating | 0.3 | 0.3 | 40715.83 | 40.12 | 19.43 | 20.7 | 20.7 | 0 | 12.94 | NA | 10866 | NA | NA | NA | NA | NA | NA | N
Viking Energy of Northumberland | GEN1 | Biomass | Steam Turbine | Mothballed | 16.2 | 16.2 | 40732.03 | 43.09 | 38.88 | 4.2 | 4.2 | 0 | 74.97 | NA | 15741 | NA | NA | NA | 0.185 | 0.121 | 208.19 | Y
Paxton Creek Cogeneration | GEN1 | Natural Gas | Internal Combustion | Operating | 6 | 6 | 40738.03 | 51.59 | 14.94 | 36.64 | 36.64 | 0 | 11.89 | NA | 8867 | NA | NA | NA | NA | NA | NA | Y
Paxton Creek Cogeneration | GEN2 | Natural Gas | Internal Combustion | Operating | 6 | 6 | 40744.03 | 51.59 | 14.94 | 36.64 | 36.64 | 0 | 11.89 | NA | 8867 | NA | NA | NA | NA | NA | NA | Y
Shawville | 3 | Natural Gas | Steam Turbine | Operating | 163 | 163 | 40907.03 | 52.77 | 35.94 | 16.83 | 16.83 | 0 | 12.45 | 81.51 | 12306 | 868988 | 70613 | 4.76 | 0.0813 | 0.006 | 118.5566 | N
Roundtop | GEN1 | Natural Gas | Internal Combustion | Operating | 4.2 | 4.2 | 40911.23 | 53.16 | 15.82 | 37.33 | 37.33 | 0 | 35.98 | NA | 9389 | NA | NA | NA | NA | NA | NA | N
Roundtop | GEN2 | Natural Gas | Internal Combustion | Operating | 4.2 | 4.2 | 40915.43 | 53.16 | 15.82 | 37.33 | 37.33 | 0 | 35.98 | NA | 9389 | NA | NA | NA | NA | NA | NA | N
Roundtop | GEN3 | Natural Gas | Internal Combustion | Operating | 4.2 | 4.2 | 40919.63 | 53.16 | 15.82 | 37.33 | 37.33 | 0 | 35.98 | NA | 9389 | NA | NA | NA | NA | NA | NA | N
Roundtop | GEN4 | Natural Gas | Internal Combustion | Operating | 4.2 | 4.2 | 40923.83 | 53.16 | 15.82 | 37.33 | 37.33 | 0 | 35.98 | NA | 9389 | NA | NA | NA | NA | NA | NA | N
Roundtop | GEN5 | Natural Gas | Internal Combustion | Operating | 4.2 | 4.2 | 40928.03 | 53.16 | 15.82 | 37.33 | 37.33 | 0 | 35.98 | NA | 9389 | NA | NA | NA | NA | NA | NA | N
Philadelphia Refinery | GEN1 | Other Fuel | Steam Turbine | Operating | 5.5 | 5.5 | 40933.53 | 54.24 | 0 | 54.24 | 54.24 | 0 | 138.7 | NA | 17156 | NA | NA | NA | 0.0415 | 0.011 | 118.16 | Y
Philadelphia Refinery | GEN2 | Other Fuel | Steam Turbine | Operating | 6.7 | 6.7 | 40940.23 | 54.24 | 0 | 54.24 | 54.24 | 0 | 138.7 | NA | 17156 | NA | NA | NA | 0.0416 | 0.011 | 118.16 | Y
Philadelphia Refinery | GEN3 | Other Fuel | Steam Turbine | Operating | 7.3 | 7.3 | 40947.53 | 54.24 | 0 | 54.24 | 54.24 | 0 | 138.7 | NA | 17156 | NA | NA | NA | 0.0416 | 0.011 | 118.16 | Y
Pine Grove Landfill | 1 | Biomass | Internal Combustion | Operating | 0.3 | 0.3 | 40947.83 | 54.6 | 19.43 | 35.18 | 35.18 | 0 | 12.63 | NA | 12260 | NA | NA | NA | NA | NA | NA | N
Pine Grove Landfill | 10 | Biomass | Internal Combustion | Operating | 0.3 | 0.3 | 40948.13 | 54.6 | 19.43 | 35.18 | 35.18 | 0 | 12.63 | NA | 12260 | NA | NA | NA | NA | NA | NA | N
Pine Grove Landfill | 11 | Biomass | Internal Combustion | Operating | 0.3 | 0.3 | 40948.43 | 54.6 | 19.43 | 35.18 | 35.18 | 0 | 12.63 | NA | 12260 | NA | NA | NA | NA | NA | NA | N
Pine Grove Landfill | 12 | Biomass | Internal Combustion | Operating | 0.3 | 0.3 | 40948.73 | 54.6 | 19.43 | 35.18 | 35.18 | 0 | 12.63 | NA | 12260 | NA | NA | NA | NA | NA | NA | N
Pine Grove Landfill | 13 | Biomass | Internal Combustion | Operating | 0.3 | 0.3 | 40949.03 | 54.6 | 19.43 | 35.18 | 35.18 | 0 | 12.63 | NA | 12260 | NA | NA | NA | NA | NA | NA | N
Pine Grove Landfill | 14 | Biomass | Internal Combustion | Operating | 0.3 | 0.3 | 40949.33 | 54.6 | 19.43 | 35.18 | 35.18 | 0 | 12.63 | NA | 12260 | NA | NA | NA | NA | NA | NA | N
Pine Grove Landfill | 15 | Biomass | Internal Combustion | Operating | 0.3 | 0.3 | 40949.63 | 54.6 | 19.43 | 35.18 | 35.18 | 0 | 12.63 | NA | 12260 | NA | NA | NA | NA | NA | NA | N
Pine Grove Landfill | 16 | Biomass | Internal Combustion | Operating | 0.3 | 0.3 | 40949.93 | 54.6 | 19.43 | 35.18 | 35.18 | 0 | 12.63 | NA | 12260 | NA | NA | NA | NA | NA | NA | N
Pine Grove Landfill | 17 | Biomass | Internal Combustion | Operating | 0.3 | 0.3 | 40950.23 | 54.6 | 19.43 | 35.18 | 35.18 | 0 | 12.63 | NA | 12260 | NA | NA | NA | NA | NA | NA | N
Pine Grove Landfill | 18 | Biomass | Internal Combustion | Operating | 0.3 | 0.3 | 40950.53 | 54.6 | 19.43 | 35.18 | 35.18 | 0 | 12.63 | NA | 12260 | NA | NA | NA | NA | NA | NA | N
Pine Grove Landfill | 2 | Biomass | Internal Combustion | Operating | 0.3 | 0.3 | 40950.83 | 54.6 | 19.43 | 35.18 | 35.18 | 0 | 12.63 | NA | 12260 | NA | NA | NA | NA | NA | NA | N
Pine Grove Landfill | 3 | Biomass | Internal Combustion | Operating | 0.3 | 0.3 | 40951.13 | 54.6 | 19.43 | 35.18 | 35.18 | 0 | 12.63 | NA | 12260 | NA | NA | NA | NA | NA | NA | N
Pine Grove Landfill | 4 | Biomass | Internal Combustion | Operating | 0.3 | 0.3 | 40951.43 | 54.6 | 19.43 | 35.18 | 35.18 | 0 | 12.63 | NA | 12260 | NA | NA | NA | NA | NA | NA | N
Pine Grove Landfill | 5 | Biomass | Internal Combustion | Operating | 0.3 | 0.3 | 40951.73 | 54.6 | 19.43 | 35.18 | 35.18 | 0 | 12.63 | NA | 12260 | NA | NA | NA | NA | NA | NA | N
Pine Grove Landfill | 6 | Biomass | Internal Combustion | Operating | 0.3 | 0.3 | 40952.03 | 54.6 | 19.43 | 35.18 | 35.18 | 0 | 12.63 | NA | 12260 | NA | NA | NA | NA | NA | NA | N
Pine Grove Landfill | 7 | Biomass | Internal Combustion | Operating | 0.3 | 0.3 | 40952.33 | 54.6 | 19.43 | 35.18 | 35.18 | 0 | 12.63 | NA | 12260 | NA | NA | NA | NA | NA | NA | N
Pine Grove Landfill | 8 | Biomass | Internal Combustion | Operating | 0.3 | 0.3 | 40952.63 | 54.6 | 19.43 | 35.18 | 35.18 | 0 | 12.63 | NA | 12260 | NA | NA | NA | NA | NA | NA | N
Pine Grove Landfill | 9 | Biomass | Internal Combustion | Operating | 0.3 | 0.3 | 40952.93 | 54.6 | 19.43 | 35.18 | 35.18 | 0 | 12.63 | NA | 12260 | NA | NA | NA | NA | NA | NA | N
Shawville | 4 | Natural Gas | Steam Turbine | Operating | 163 | 163 | 41115.93 | 55.25 | 38.42 | 16.83 | 16.83 | 0 | 12.45 | 127.29 | 13155 | 370551 | 28169 | 1.9 | 0.0761 | 0.0062 | 118.5651 | N
Shawville | 1 | Natural Gas | Steam Turbine | Operating | 118 | 118 | 41233.93 | 57.34 | 40.52 | 16.83 | 16.83 | 0 | 12.45 | 82.6 | 13873 | 807131 | 58179 | 5.34 | 0.0871 | 0.0069 | 118.5592 | N
Martins Creek CT | CTG1 | Natural Gas | Combustion Turbine | Operating | 18 | 18 | 41251.93 | 58.01 | 34.99 | 23.02 | 23.02 | 0 | 5.4 | 118.98 | 15483 | 24692 | 1595 | 0.92 | 0.059 | 0.002 | 119.31 | N
Martins Creek CT | CTG2 | Natural Gas | Combustion Turbine | Operating | 18 | 18 | 41269.93 | 58.01 | 34.99 | 23.02 | 23.02 | 0 | 5.4 | 118.98 | 15483 | 24692 | 1595 | 0.92 | 0.059 | 0.002 | 119.31 | N
Martins Creek CT | CTG3 | Natural Gas | Combustion Turbine | Operating | 18 | 18 | 41287.93 | 58.01 | 34.99 | 23.02 | 23.02 | 0 | 5.4 | 118.98 | 15483 | 24692 | 1595 | 0.92 | 0.059 | 0.002 | 119.31 | N
Martins Creek CT | CTG4 | Natural Gas | Combustion Turbine | Operating | 18 | 18 | 41305.93 | 58.01 | 34.99 | 23.02 | 23.02 | 0 | 5.4 | 118.98 | 15483 | 24692 | 1595 | 0.92 | 0.059 | 0.002 | 119.31 | N
Orchard Park | 10 | Natural Gas | Internal Combustion | Operating | 5.8 | 5.8 | 41311.73 | 59.99 | 15.35 | 44.64 | 44.64 | 0 | 13.15 | NA | 9106 | NA | NA | NA | NA | NA | NA | N
Orchard Park | 11 | Natural Gas | Internal Combustion | Operating | 5.8 | 5.8 | 41317.53 | 59.99 | 15.35 | 44.64 | 44.64 | 0 | 13.15 | NA | 9106 | NA | NA | NA | NA | NA | NA | N
Orchard Park | 8 | Natural Gas | Internal Combustion | Operating | 5.8 | 5.8 | 41323.33 | 59.99 | 15.35 | 44.64 | 44.64 | 0 | 13.15 | NA | 9106 | NA | NA | NA | NA | NA | NA | N
Orchard Park | 9 | Natural Gas | Internal Combustion | Operating | 5.8 | 5.8 | 41329.13 | 59.99 | 15.35 | 44.64 | 44.64 | 0 | 13.15 | NA | 9106 | NA | NA | NA | NA | NA | NA | N
Shawville | 2 | Natural Gas | Steam Turbine | Operating | 121 | 121 | 41450.13 | 62.06 | 45.23 | 16.83 | 16.83 | 0 | 12.45 | 121.99 | 15487 | 389309 | 25137 | 2.27 | 0.0864 | 0.0028 | 118.5639 | N
Fairless Hills Steam Generating Station | A | Biomass | Steam Turbine | Operating | 30 | 30 | 41480.13 | 62.4 | 56.27 | 6.13 | 6.13 | 0 | 17.78 | 74.87 | 14259 | 609981 | 42780 | 16.23 | 0.0687 | 0.0431 | 171.5 | Y
Eddystone 3-4 | 3 | Natural Gas | Steam Turbine | Operating | 380 | 380 | 41860.13 | 65.72 | 45.86 | 19.86 | 19.86 | 0 | 10.84 | 119.44 | 17425 | 1335994 | 76673 | 2.3 | 0.0606 | 0.0056 | 122.3584 | N
Fairless Hills Steam Generating Station | B | Biomass | Steam Turbine | Operating | 30 | 30 | 41890.13 | 66.38 | 60.25 | 6.13 | 6.13 | 0 | 17.78 | 69.06 | 15267 | 3045197 | 199458 | 75.69 | 0.0632 | 0.0427 | 171.5 | Y
AE Hunlock 4 | 4 | Natural Gas | Combustion Turbine | Operating | 45 | 45 | 41935.13 | 69.81 | 31.39 | 38.42 | 38.42 | 0 | 4.16 | NA | 16040 | NA | NA | NA | 0.0828 | 0.0007 | 118.8595 | N
Evergreen Community Power Plant | ECP | Biomass | Steam Turbine | Operating | 25 | 25 | 41960.13 | 75.37 | 70.26 | 5.11 | 5.11 | 0 | 15.8 | 78.9 | 15211 | 1704255 | 112044 | 51.02 | 0.185 | 0.121 | 208.19 | Y
Eddystone 3-4 | 4 | Natural Gas | Steam Turbine | Operating | 380 | 380 | 42340.13 | 80.45 | 60.59 | 19.86 | 19.86 | 0 | 10.84 | 144.03 | 23018 | 1491228 | 64784 | 1.94 | 0.0604 | 0.0071 | 123.4722 | N
Pennsbury Generating Station | 1 | Biomass | Combustion Turbine | Operating | 2.7 | 2.7 | 42342.83 | 90.32 | 19.87 | 70.45 | 70.45 | 0 | 13.98 | NA | 32734 | NA | NA | NA | 0.169 | 0.029 | 114.79 | N
Pennsbury Generating Station | 2 | Biomass | Combustion Turbine | Operating | 2.7 | 2.7 | 42345.53 | 90.32 | 19.87 | 70.45 | 70.45 | 0 | 13.98 | NA | 32734 | NA | NA | NA | 0.169 | 0.029 | 114.79 | N
Falling Spring | 5 | Natural Gas | Internal Combustion | Operating | 2.1 | 2.1 | 42347.63 | 97.59 | 16.55 | 81.04 | 81.04 | 0 | 9 | NA | 9821 | NA | NA | NA | NA | NA | NA | N
Falling Spring | 6 | Natural Gas | Internal Combustion | Operating | 2.1 | 2.1 | 42349.73 | 97.59 | 16.55 | 81.04 | 81.04 | 0 | 9 | NA | 9821 | NA | NA | NA | NA | NA | NA | N
Falling Spring | 7 | Natural Gas | Internal Combustion | Operating | 2.9 | 2.9 | 42352.63 | 97.59 | 16.55 | 81.04 | 81.04 | 0 | 9 | NA | 9821 | NA | NA | NA | NA | NA | NA | N
Wheelabrator Falls Inc. | WFI1 | Biomass | Steam Turbine | Operating | 46 | 46 | 42398.63 | 97.77 | 92.49 | 5.28 | 5.28 | 0 | 23.14 | 100.99 | 16224 | 5363944 | 330622 | 81.82 | 0.169 | 0.029 | 118.18 | N
Hill at Whitemarsh | CGE | Natural Gas | Internal Combustion | Operating | 1.6 | 1.6 | 42400.23 | 98.11 | 22.15 | 75.96 | 75.96 | 0 | 10.17 | NA | 11318 | NA | NA | NA | NA | NA | NA | Y
Lancaster County Resource Recovery | GEN1 | Biomass | Steam Turbine | Operating | 32.4 | 32.4 | 42432.63 | 114.08 | 106.57 | 7.5 | 7.5 | 0 | 34 | 118.96 | 18749 | 4229393 | 225576 | 79.26 | 0.169 | 0.029 | 118.18 | N
PPG Place | EG-1 | Petroleum Products | Internal Combustion | Operating | 0.9 | 0.9 | 42433.53 | 121.88 | 102.34 | 19.54 | 19.54 | 0 | 9.97 | NA | 10342 | NA | NA | NA | NA | NA | NA | N
PPG Place | EG-2 | Petroleum Products | Internal Combustion | Operating | 0.9 | 0.9 | 42434.43 | 121.88 | 102.34 | 19.54 | 19.54 | 0 | 9.97 | NA | 10342 | NA | NA | NA | NA | NA | NA | N
PPG Place | EG-3 | Petroleum Products | Internal Combustion | Operating | 0.5 | 0.5 | 42434.93 | 121.88 | 102.34 | 19.54 | 19.54 | 0 | 9.97 | NA | 10342 | NA | NA | NA | NA | NA | NA | N
Delaware County Resource Recovery Facility | GEN1 | Biomass | Steam Turbine | Operating | 80 | 80 | 42514.93 | 126.05 | 122.03 | 4.02 | 4.02 | 0 | 17.01 | 128.3 | 19025 | 11488825 | 603879 | 85.93 | 0.169 | 0.029 | 118.18 | N
Shawville IC | 5 | Petroleum Products | Internal Combustion | Operating | 2 | 2 | 42516.93 | 128.57 | 109.03 | 19.54 | 19.54 | 0 | 9.97 | NA | 11075 | 105 | 0 | 0 | NA | NA | NA | N
Shawville IC | 6 | Petroleum Products | Internal Combustion | Operating | 2 | 2 | 42518.93 | 128.57 | 109.03 | 19.54 | 19.54 | 0 | 9.97 | NA | 11075 | 105 | 0 | 0 | NA | NA | NA | N
Shawville IC | 7 | Petroleum Products | Internal Combustion | Operating | 2 | 2 | 42520.93 | 128.57 | 109.03 | 19.54 | 19.54 | 0 | 9.97 | NA | 11075 | 105 | 0 | 0 | NA | NA | NA | N
PPG Monroeville Chemicals Center | 2 | Petroleum Products | Internal Combustion | Operating | 0.3 | 0.3 | 42521.23 | 129.14 | 109.6 | 19.54 | 19.54 | 0 | 9.97 | NA | 11075 | NA | NA | NA | NA | NA | NA | N
PPG Monroeville Chemicals Center | 3 | Petroleum Products | Internal Combustion | Operating | 0.8 | 0.8 | 42522.03 | 129.14 | 109.6 | 19.54 | 19.54 | 0 | 9.97 | NA | 11075 | NA | NA | NA | NA | NA | NA | N
Brunot Island | 1A | Petroleum Products | Combustion Turbine | Operating | 15 | 15 | 42537.03 | 129.32 | 125.51 | 3.81 | 3.81 | 0 | 4.97 | NA | 12749 | 1597 | 0 | 0 | 0.301 | 0.075 | 162.22 | N
Titus CT | 4 | Petroleum Products | Combustion Turbine | Operating | 13 | 13 | 42550.03 | 129.32 | 125.51 | 3.81 | 3.81 | 0 | 4.97 | NA | 12749 | 1189 | 0 | 0 | 0.301 | 0.075 | 162.22 | N
Titus CT | 5 | Petroleum Products | Combustion Turbine | Operating | 14 | 14 | 42564.03 | 129.32 | 125.51 | 3.81 | 3.81 | 0 | 4.97 | NA | 12749 | 1258 | 0 | 0 | 0.301 | 0.075 | 162.22 | N
Richmond CT | 92 | Petroleum Products | Combustion Turbine | Operating | 49 | 49 | 42613.03 | 132.34 | 117.29 | 15.05 | 15.05 | 0 | 4.11 | NA | 11852 | NA | NA | NA | 0.647 | 0.202 | 162.22 | N
Richmond CT | 91 | Petroleum Products | Combustion Turbine | Operating | 49 | 49 | 42662.03 | 133.86 | 118.81 | 15.05 | 15.05 | 0 | 4.11 | NA | 12006 | NA | NA | NA | 0.647 | 0.202 | 162.22 | N
Temple SEGF Cogen Plant | 19G01 | Natural Gas | Internal Combustion | Operating | 1.6 | 1.6 | 42663.63 | 141.53 | 23.95 | 117.58 | 117.58 | 0 | 12.58 | NA | 12239 | NA | NA | NA | NA | NA | NA | Y
Temple SEGF Cogen Plant | 19G02 | Natural Gas | Internal Combustion | Operating | 1.6 | 1.6 | 42665.23 | 141.53 | 23.95 | 117.58 | 117.58 | 0 | 12.58 | NA | 12239 | NA | NA | NA | NA | NA | NA | Y
Temple SEGF Cogen Plant | 19G03 | Natural Gas | Internal Combustion | Operating | 1.6 | 1.6 | 42666.83 | 141.53 | 23.95 | 117.58 | 117.58 | 0 | 12.58 | NA | 12239 | NA | NA | NA | NA | NA | NA | Y
Temple SEGF Cogen Plant | 19G04 | Natural Gas | Internal Combustion | Operating | 1.6 | 1.6 | 42668.43 | 141.53 | 23.95 | 117.58 | 117.58 | 0 | 12.58 | NA | 12239 | NA | NA | NA | NA | NA | NA | Y
Temple SEGF Cogen Plant | 19G05 | Natural Gas | Internal Combustion | Operating | 1.6 | 1.6 | 42670.03 | 141.53 | 23.95 | 117.58 | 117.58 | 0 | 12.58 | NA | 12239 | NA | NA | NA | NA | NA | NA | Y
Temple SEGF Cogen Plant | 19G06 | Natural Gas | Internal Combustion | Operating | 1.6 | 1.6 | 42671.63 | 141.53 | 23.95 | 117.58 | 117.58 | 0 | 12.58 | NA | 12239 | NA | NA | NA | NA | NA | NA | Y
Temple SEGF Cogen Plant | 19G07 | Natural Gas | Internal Combustion | Operating | 1.6 | 1.6 | 42673.23 | 141.53 | 23.95 | 117.58 | 117.58 | 0 | 12.58 | NA | 12239 | NA | NA | NA | NA | NA | NA | Y
Temple SEGF Cogen Plant | 19G08 | Natural Gas | Internal Combustion | Operating | 1.6 | 1.6 | 42674.83 | 141.53 | 23.95 | 117.58 | 117.58 | 0 | 12.58 | NA | 12239 | NA | NA | NA | NA | NA | NA | Y
Temple SEGF Cogen Plant | 19G09 | Natural Gas | Internal Combustion | Operating | 1.6 | 1.6 | 42676.43 | 141.53 | 23.95 | 117.58 | 117.58 | 0 | 12.58 | NA | 12239 | NA | NA | NA | NA | NA | NA | Y
Temple SEGF Cogen Plant | 19G10 | Natural Gas | Internal Combustion | Operating | 1.6 | 1.6 | 42678.03 | 141.53 | 23.95 | 117.58 | 117.58 | 0 | 12.58 | NA | 12239 | NA | NA | NA | NA | NA | NA | Y
General Electric Company | REGN | Petroleum Products | Internal Combustion | Operating | 4.3 | 4.3 | 42682.33 | 150.81 | 135.3 | 15.51 | 15.51 | 0 | 8.7 | NA | 13672 | NA | NA | NA | NA | NA | NA | Y
Moser | 1 | Petroleum Products | Combustion Turbine | Operating | 17 | 17 | 42699.33 | 157.02 | 132.71 | 24.32 | 24.32 | 0 | 5.46 | NA | 13410 | NA | NA | NA | 0.301 | 0.075 | 162.22 | N
Moser | 2 | Petroleum Products | Combustion Turbine | Operating | 17 | 17 | 42716.33 | 157.02 | 132.71 | 24.32 | 24.32 | 0 | 5.46 | NA | 13410 | NA | NA | NA | 0.301 | 0.075 | 162.22 | N
Moser | 3 | Petroleum Products | Combustion Turbine | Operating | 17 | 17 | 42733.33 | 157.02 | 132.71 | 24.32 | 24.32 | 0 | 5.46 | NA | 13410 | NA | NA | NA | 0.301 | 0.075 | 162.22 | N
Orrtanna | 1 | Petroleum Products | Combustion Turbine | Operating | 18 | 18 | 42751.33 | 160.48 | 156.67 | 3.81 | 3.81 | 0 | 4.97 | NA | 15832 | NA | NA | NA | 0.301 | 0.075 | 162.22 | N
Tolna | 2 | Petroleum Products | Combustion Turbine | Operating | 18 | 18 | 42769.33 | 167.89 | 164.08 | 3.81 | 3.81 | 0 | 4.97 | NA | 16581 | NA | NA | NA | 0.6615 | 0.1009 | 162.22 | N
Mountain | 2 | Petroleum Products | Combustion Turbine | Operating | 18 | 18 | 42876.33 | 188.19 | 159.2 | 28.98 | 28.98 | 0 | 5.8 | NA | 16088 | NA | NA | NA | 0.6465 | 0.101 | 162.22 | N
Mountain | 1 | Petroleum Products | Combustion Turbine | Operating | 18 | 18 | 42894.33 | 190.74 | 161.76 | 28.98 | 28.98 | 0 | 5.8 | NA | 16346 | NA | NA | NA | 0.6485 | 0.101 | 162.22 | N
Warren CT | 3 | Petroleum Products | Combustion Turbine | Operating | 46 | 46 | 42940.33 | 194.74 | 173.79 | 20.95 | 20.95 | 0 | 5.47 | NA | 17561 | NA | NA | NA | 0.7885 | 0.001 | 162.22 | N
Delaware CT | 10 | Petroleum Products | Combustion Turbine | Operating | 13 | 13 | 42953.33 | 205.37 | 136.25 | 69.12 | 69.12 | 0 | 5.06 | NA | 13768 | NA | NA | NA | 0.301 | 0.075 | 162.22 | N
Delaware CT | 11 | Petroleum Products | Combustion Turbine | Operating | 13 | 13 | 42966.33 | 205.37 | 136.25 | 69.12 | 69.12 | 0 | 5.06 | NA | 13768 | NA | NA | NA | 0.301 | 0.075 | 162.22 | N
Delaware CT | 12 | Petroleum Products | Combustion Turbine | Operating | 13 | 13 | 42979.33 | 205.37 | 136.25 | 69.12 | 69.12 | 0 | 5.06 | NA | 13768 | NA | NA | NA | 0.301 | 0.075 | 162.22 | N
Delaware CT | 9 | Petroleum Products | Combustion Turbine | Operating | 17 | 17 | 42996.33 | 205.37 | 136.25 | 69.12 | 69.12 | 0 | 5.06 | NA | 13768 | NA | NA | NA | 0.301 | 0.075 | 162.22 | N
Croydon | 42 | Petroleum Products | Combustion Turbine | Operating | 49 | 49 | 43045.33 | 212.81 | 96.54 | 116.27 | 116.27 | 0 | 3.4 | 502.54 | 9725 | 5592 | 575 | 0.1 | 0.647 | 0.202 | 162.22 | N
Southwark | 3 | Petroleum Products | Combustion Turbine | Operating | 13 | 13 | 43058.33 | 225.49 | 143.71 | 81.78 | 81.78 | 0 | 5.2 | NA | 14522 | NA | NA | NA | 0.301 | 0.075 | 162.22 | N
Southwark | 4 | Petroleum Products | Combustion Turbine | Operating | 13 | 13 | 43071.33 | 225.49 | 143.71 | 81.78 | 81.78 | 0 | 5.2 | NA | 14522 | NA | NA | NA | 0.301 | 0.075 | 162.22 | N
Southwark | 5 | Petroleum Products | Combustion Turbine | Operating | 13 | 13 | 43084.33 | 225.49 | 143.71 | 81.78 | 81.78 | 0 | 5.2 | NA | 14522 | NA | NA | NA | 0.301 | 0.075 | 162.22 | N
Southwark | 6 | Petroleum Products | Combustion Turbine | Operating | 13 | 13 | 43097.33 | 225.49 | 143.71 | 81.78 | 81.78 | 0 | 5.2 | NA | 14522 | NA | NA | NA | 0.301 | 0.075 | 162.22 | N
Chester | 7 | Petroleum Products | Combustion Turbine | Operating | 13 | 13 | 43110.33 | 235.42 | 139.15 | 96.27 | 96.27 | 0 | 5.77 | NA | 14061 | NA | NA | NA | 0.301 | 0.075 | 162.22 | N
Chester | 8 | Petroleum Products | Combustion Turbine | Operating | 13 | 13 | 43123.33 | 235.42 | 139.15 | 96.27 | 96.27 | 0 | 5.77 | NA | 14061 | NA | NA | NA | 0.301 | 0.075 | 162.22 | N
Chester | 9 | Petroleum Products | Combustion Turbine | Operating | 13 | 13 | 43136.33 | 235.42 | 139.15 | 96.27 | 96.27 | 0 | 5.77 | NA | 14061 | NA | NA | NA | 0.301 | 0.075 | 162.22 | N
Falls | 1 | Petroleum Products | Combustion Turbine | Operating | 17 | 17 | 43153.33 | 238.12 | 136.68 | 101.44 | 101.44 | 0 | 5.46 | NA | 13811 | NA | NA | NA | 0.301 | 0.075 | 162.22 | N
Falls | 2 | Petroleum Products | Combustion Turbine | Operating | 17 | 17 | 43170.33 | 238.12 | 136.68 | 101.44 | 101.44 | 0 | 5.46 | NA | 13811 | NA | NA | NA | 0.301 | 0.075 | 162.22 | N
Falls | 3 | Petroleum Products | Combustion Turbine | Operating | 17 | 17 | 43187.33 | 238.12 | 136.68 | 101.44 | 101.44 | 0 | 5.46 | NA | 13811 | NA | NA | NA | 0.301 | 0.075 | 162.22 | N
Shawnee CT | 1 | Petroleum Products | Combustion Turbine | Operating | 17 | 17 | 43204.33 | 248.05 | 244.24 | 3.81 | 3.81 | 0 | 4.97 | NA | 24681 | NA | NA | NA | 0.301 | 0.075 | 162.22 | N
Croydon | 32 | Petroleum Products | Combustion Turbine | Operating | 49 | 49 | 43253.33 | 254.41 | 138.13 | 116.27 | 116.27 | 0 | 3.4 | 456.51 | 13915 | 11471 | 824 | 0.15 | 0.647 | 0.202 | 162.22 | N
Croydon | 12 | Petroleum Products | Combustion Turbine | Operating | 49 | 49 | 43302.33 | 254.67 | 138.39 | 116.27 | 116.27 | 0 | 3.4 | 435.78 | 13941 | 12824 | 920 | 0.16 | 0.647 | 0.202 | 162.22 | N
Croydon | 22 | Petroleum Products | Combustion Turbine | Operating | 49 | 49 | 43351.33 | 258.8 | 142.52 | 116.27 | 116.27 | 0 | 3.4 | 518.55 | 14358 | 9209 | 641 | 0.11 | 0.647 | 0.202 | 162.22 | N
Croydon | 11 | Petroleum Products | Combustion Turbine | Operating | 49 | 49 | 43400.33 | 259.57 | 143.29 | 116.27 | 116.27 | 0 | 3.4 | 639.67 | 14435 | 6327 | 438 | 0.08 | 0.647 | 0.202 | 162.22 | N
Croydon | 21 | Petroleum Products | Combustion Turbine | Operating | 49 | 49 | 43449.33 | 259.83 | 143.55 | 116.27 | 116.27 | 0 | 3.4 | 450.09 | 14461 | 12662 | 876 | 0.16 | 0.647 | 0.202 | 162.22 | N
Croydon | 31 | Petroleum Products | Combustion Turbine | Operating | 49 | 49 | 43498.33 | 263 | 146.73 | 116.27 | 116.27 | 0 | 3.4 | 536.93 | 14781 | 8990 | 608 | 0.11 | 0.647 | 0.202 | 162.22 | N
Croydon | 41 | Petroleum Products | Combustion Turbine | Operating | 49 | 49 | 43547.33 | 264.48 | 148.21 | 116.27 | 116.27 | 0 | 3.4 | 646.33 | 14930 | 6514 | 436 | 0.08 | 0.647 | 0.202 | 162.22 | N
Marcus Hook Cogeneration | GEN1 | Natural Gas | Combustion Turbine | Operating | 48 | 48 | 43595.33 | 265.27 | 11.55 | 253.72 | 253.72 | 0 | 4.86 | NA | 5901 | NA | NA | NA | 0.561 | 0.002 | 119.31 | Y
Hazleton Cogeneration | GEN4 | Natural Gas | Combustion Turbine | Operating | 29.1 | 29.1 | 43624.43 | 282.74 | 29.01 | 253.72 | 253.72 | 0 | 3.66 | NA | 14826 | NA | NA | NA | 0.1318 | 0.0097 | 126.791 | Y
Hazleton Cogeneration | GEN3 | Natural Gas | Combustion Turbine | Operating | 29.3 | 29.3 | 43653.73 | 283.47 | 29.75 | 253.72 | 253.72 | 0 | 3.66 | NA | 15203 | NA | NA | NA | 0.2053 | 0.0086 | 125.893 | Y
Hazleton Cogeneration | GEN2 | Natural Gas | Combustion Turbine | Operating | 28.3 | 28.3 | 43682.03 | 284.35 | 30.63 | 253.72 | 253.72 | 0 | 3.66 | NA | 15652 | NA | NA | NA | 0.1096 | 0.0091 | 126.0723 | Y
Covanta Plymouth (Montenay Montgomery) | TGI | Biomass | Steam Turbine | Operating | 28 | 28 | 43710.03 | 290.13 | 273.09 | 17.04 | 17.04 | 0 | 38.49 | 303.03 | 41430 | 3460620 | 83530 | 33.96 | 0.169 | 0.029 | 118.18 | N
Hazleton Cogeneration | GEN1 | Natural Gas | Combustion Turbine | Operating | 58.9 | 58.9 | 43768.93 | 290.75 | 37.03 | 253.72 | 253.72 | 0 | 3.66 | NA | 18922 | NA | NA | NA | 0.3698 | 0.0163 | 50.7746 | Y
Allentown | CTG1 | Petroleum Products | Combustion Turbine | Operating | 14 | 14 | 43782.93 | 319.09 | 159.98 | 159.11 | 159.11 | 0 | 5.53 | NA | 16166 | NA | NA | NA | 0.301 | 0.075 | 162.22 | N
Allentown | CTG2 | Petroleum Products | Combustion Turbine | Operating | 14 | 14 | 43796.93 | 319.09 | 159.98 | 159.11 | 159.11 | 0 | 5.53 | NA | 16166 | NA | NA | NA | 0.301 | 0.075 | 162.22 | N
Allentown | CTG3 | Petroleum Products | Combustion Turbine | Operating | 14 | 14 | 43810.93 | 319.09 | 159.98 | 159.11 | 159.11 | 0 | 5.53 | NA | 16166 | NA | NA | NA | 0.301 | 0.075 | 162.22 | N
Allentown | CTG4 | Petroleum Products | Combustion Turbine | Operating | 14 | 14 | 43824.93 | 319.09 | 159.98 | 159.11 | 159.11 | 0 | 5.53 | NA | 16166 | NA | NA | NA | 0.301 | 0.075 | 162.22 | N
Brunner Island IC | BID1 | Petroleum Products | Internal Combustion | Operating | 2.7 | 2.7 | 43827.63 | 378.25 | 102.74 | 275.51 | 275.51 | 0 | 6.76 | 928.3 | 10495 | 348 | 33 | 0.14 | NA | NA | NA | N
Brunner Island IC | BID2 | Petroleum Products | Internal Combustion | Operating | 2.7 | 2.7 | 43830.33 | 378.25 | 102.74 | 275.51 | 275.51 | 0 | 6.76 | 928.3 | 10495 | 348 | 33 | 0.14 | NA | NA | NA | N
Brunner Island IC | BID3 | Petroleum Products | Internal Combustion | Operating | 2 | 2 | 43832.33 | 378.25 | 102.74 | 275.51 | 275.51 | 0 | 6.76 | 928.3 | 10495 | 258 | 25 | 0.14 | NA | NA | NA | N
Harrisburg | CTG1 | Petroleum Products | Combustion Turbine | Operating | 14 | 14 | 43846.33 | 383.63 | 170.96 | 212.67 | 212.67 | 0 | 5.7 | NA | 17276 | NA | NA | NA | 0.301 | 0.075 | 162.22 | N
Harrisburg | CTG2 | Petroleum Products | Combustion Turbine | Operating | 14 | 14 | 43860.33 | 383.63 | 170.96 | 212.67 | 212.67 | 0 | 5.7 | NA | 17276 | NA | NA | NA | 0.301 | 0.075 | 162.22 | N
Harrisburg | CTG3 | Petroleum Products | Combustion Turbine | Operating | 14 | 14 | 43874.33 | 383.63 | 170.96 | 212.67 | 212.67 | 0 | 5.7 | NA | 17276 | NA | NA | NA | 0.301 | 0.075 | 162.22 | N
Harrisburg | CTG4 | Petroleum Products | Combustion Turbine | Retired | 14 | 14 | 43888.33 | 383.63 | 170.96 | 212.67 | 212.67 | 0 | 5.7 | NA | 17276 | NA | NA | NA | 0.301 | 0.075 | 162.22 | N
West Shore | CTG1 | Petroleum Products | Combustion Turbine | Operating | 14 | 14 | 43902.33 | 402.05 | 148.33 | 253.72 | 253.72 | 0 | 7.74 | NA | 14989 | NA | NA | NA | 0.301 | 0.075 | 162.22 | N
West Shore | CTG2 | Petroleum Products | Combustion Turbine | Operating | 14 | 14 | 43916.33 | 402.05 | 148.33 | 253.72 | 253.72 | 0 | 7.74 | NA | 14989 | NA | NA | NA | 0.301 | 0.075 | 162.22 | N
Fishbach | UNT1 | Petroleum Products | Combustion Turbine | Operating | 14 | 14 | 43930.33 | 402.74 | 149.01 | 253.72 | 253.72 | 0 | 7.1 | NA | 15058 | NA | NA | NA | 0.301 | 0.075 | 162.22 | N
Fishbach | UNT2 | Petroleum Products | Combustion Turbine | Operating | 14 | 14 | 43944.33 | 402.74 | 149.01 | 253.72 | 253.72 | 0 | 7.1 | NA | 15058 | NA | NA | NA | 0.301 | 0.075 | 162.22 | N
Conemaugh IC | A | Petroleum Products | Internal Combustion | Operating | 2.8 | 2.8 | 43947.13 | 407.65 | 122.49 | 285.16 | 285.16 | 0 | 10.08 | 2321.91 | 12373 | 183 | 15 | 0.06 | NA | NA | NA | N
Conemaugh IC | B | Petroleum Products | Internal Combustion | Operating | 2.8 | 2.8 | 43949.93 | 407.65 | 122.49 | 285.16 | 285.16 | 0 | 10.08 | 2321.91 | 12373 | 183 | 15 | 0.06 | NA | NA | NA | N
Conemaugh IC | C | Petroleum Products | Internal Combustion | Operating | 2.8 | 2.8 | 43952.73 | 407.65 | 122.49 | 285.16 | 285.16 | 0 | 10.08 | 2321.91 | 12373 | 183 | 15 | 0.06 | NA | NA | NA | N
Conemaugh IC | D | Petroleum Products | Internal Combustion | Operating | 2.8 | 2.8 | 43955.53 | 407.65 | 122.49 | 285.16 | 285.16 | 0 | 10.08 | 2321.91 | 12373 | 183 | 15 | 0.06 | NA | NA | NA | N
Eddystone CT | 10 | Petroleum Products | Combustion Turbine | Operating | 13 | 13 | 43968.53 | 410.21 | 156.49 | 253.72 | 253.72 | 0 | 5.7 | 1376.42 | 15889 | 1219 | 77 | 0.05 | 0.301 | 0.075 | 162.22 | N
Eddystone CT | 20 | Petroleum Products | Combustion Turbine | Operating | 13 | 13 | 43981.53 | 410.21 | 156.49 | 253.72 | 253.72 | 0 | 5.7 | 1376.42 | 15889 | 1219 | 77 | 0.05 | 0.301 | 0.075 | 162.22 | N
Eddystone CT | 30 | Petroleum Products | Combustion Turbine | Operating | 17 | 17 | 43998.53 | 410.21 | 156.49 | 253.72 | 253.72 | 0 | 5.7 | 1547.36 | 15889 | 1355 | 85 | 0.05 | 0.301 | 0.075 | 162.22 | N
Eddystone CT | 40 | Petroleum Products | Combustion Turbine | Operating | 17 | 17 | 44015.53 | 410.21 | 156.49 | 253.72 | 253.72 | 0 | 5.7 | 1547.36 | 15889 | 1355 | 85 | 0.05 | 0.301 | 0.075 | 162.22 | N
Lock Haven | CTG | Petroleum Products | Combustion Turbine | Operating | 14 | 14 | 44029.53 | 410.96 | 157.24 | 253.72 | 253.72 | 0 | 12.68 | NA | 15889 | NA | NA | NA | 0.301 | 0.075 | 162.22 | N
Portland CT | 3 | Petroleum Products | Combustion Turbine | Operating | 13 | 13 | 44042.53 | 412.25 | 238.21 | 174.05 | 174.05 | 0 | 4.11 | 822.86 | 24549 | 3198 | 130 | 0.09 | 0.2746 | 0.0206 | 162.2875 | N
Portland CT | 4 | Petroleum Products | Combustion Turbine | Operating | 17 | 17 | 44059.53 | 412.25 | 238.21 | 174.05 | 174.05 | 0 | 4.11 | 841.81 | 24549 | 3997 | 163 | 0.09 | 0.2746 | 0.0206 | 162.2875 | N
Portland CT | 5 | Petroleum Products | Combustion Turbine | Operating | 134 | 134 | 44193.53 | 412.25 | 238.21 | 174.05 | 174.05 | 0 | 4.11 | 849.15 | 24549 | 30979 | 1262 | 0.09 | 0.2746 | 0.0206 | 162.2875 | N
Schuylkill CT | 10 | Petroleum Products | Combustion Turbine | Operating | 13 | 13 | 44206.53 | 417.27 | 163.54 | 253.72 | 253.72 | 0 | 8.13 | 3431.35 | 16473 | 577 | 35 | 0.02 | 0.301 | 0.075 | 162.22 | N
Schuylkill CT | 11 | Petroleum Products | Combustion Turbine | Operating | 17 | 17 | 44223.53 | 417.27 | 163.54 | 253.72 | 253.72 | 0 | 8.13 | 3964.61 | 16473 | 642 | 39 | 0.02 | 0.301 | 0.075 | 162.22 | N
Jenkins | CTG1 | Petroleum Products | Combustion Turbine | Operating | 14 | 14 | 44237.53 | 421.57 | 167.84 | 253.72 | 253.72 | 0 | 7.74 | NA | 16961 | NA | NA | NA | 0.301 | 0.075 | 162.22 | N
Jenkins | CTG2 | Petroleum Products | Combustion Turbine | Operating | 14 | 14 | 44251.53 | 421.57 | 167.84 | 253.72 | 253.72 | 0 | 7.74 | NA | 16961 | NA | NA | NA | 0.301 | 0.075 | 162.22 | N
Williamsport | CTG1 | Petroleum Products | Combustion Turbine | Operating | 13.7 | 13.7 | 44265.23 | 424.92 | 171.2 | 253.72 | 253.72 | 0 | 8.31 | NA | 17300 | NA | NA | NA | 0.301 | 0.075 | 162.22 | N
Williamsport | CTG2 | Petroleum Products | Combustion Turbine | Operating | 13.7 | 13.7 | 44278.93 | 424.92 | 171.2 | 253.72 | 253.72 | 0 | 8.31 | NA | 17300 | NA | NA | NA | 0.301 | 0.075 | 162.22 | N
Keystone IC | 3 | Petroleum Products | Internal Combustion | Operating | 2.8 | 2.8 | 44281.73 | 429.04 | 172.85 | 256.19 | 256.19 | 0 | 9.85 | 1919.59 | 17649 | 327 | 19 | 0.08 | NA | NA | NA | N
Keystone IC | 4 | Petroleum Products | Internal Combustion | Operating | 2.8 | 2.8 | 44284.53 | 429.04 | 172.85 | 256.19 | 256.19 | 0 | 9.85 | 1919.59 | 17649 | 327 | 19 | 0.08 | NA | NA | NA | N
Keystone IC | 5 | Petroleum Products | Internal Combustion | Operating | 2.8 | 2.8 | 44287.33 | 429.04 | 172.85 | 256.19 | 256.19 | 0 | 9.85 | 1919.59 | 17649 | 327 | 19 | 0.08 | NA | NA | NA | N
Keystone IC | 6 | Petroleum Products | Internal Combustion | Operating | 2.8 | 2.8 | 44290.13 | 429.04 | 172.85 | 256.19 | 256.19 | 0 | 9.85 | 1919.59 | 17649 | 327 | 19 | 0.08 | NA | NA | NA | N
Harwood | CTG1 | Petroleum Products | Combustion Turbine | Operating | 13.5 | 13.5 | 44303.63 | 431.2 | 177.48 | 253.72 | 253.72 | 0 | 8.11 | NA | 17935 | NA | NA | NA | 0.301 | 0.075 | 162.22 | N
Harwood | CTG2 | Petroleum Products | Combustion Turbine | Operating | 13.5 | 13.5 | 44317.13 | 431.2 | 177.48 | 253.72 | 253.72 | 0 | 8.11 | NA | 17935 | NA | NA | NA | 0.301 | 0.075 | 162.22 | N
Sunbury CT | CTG1 | Petroleum Products | Combustion Turbine | Operating | 18 | 18 | 44335.13 | 460.39 | 206.67 | 253.72 | 253.72 | 0 | 6.97 | 4441.4 | 20905 | 659 | 32 | 0.02 | 0.301 | 0.075 | 162.22 | N
Sunbury CT | CTG2 | Petroleum Products | Combustion Turbine | Operating | 18 | 18 | 44353.13 | 460.39 | 206.67 | 253.72 | 253.72 | 0 | 6.97 | 4441.4 | 20905 | 659 | 32 | 0.02 | 0.301 | 0.075 | 162.22 | N
West Point Facility IC | GEN4 | Natural Gas | Internal Combustion | Operating | 1.7 | 1.7 | 44354.83 | 598.48 | 5.87 | 592.61 | 592.61 | 0 | 11.59 | NA | 3000 | NA | NA | NA | NA | NA | NA | Y
West Point Facility IC | GEN7 | Natural Gas | Internal Combustion | Out of Service | 0.7 | 0.7 | 44355.53 | 598.48 | 5.87 | 592.61 | 592.61 | 0 | 11.59 | NA | 3000 | NA | NA | NA | NA | NA | NA | Y
West Point Facility IC | GEN8 | Natural Gas | Internal Combustion | Operating | 1 | 1 | 44356.53 | 598.48 | 5.87 | 592.61 | 592.61 | 0 | 11.59 | NA | 3000 | NA | NA | NA | NA | NA | NA | Y
West Point Facility IC | GEN9 | Natural Gas | Internal Combustion | Operating | 0.9 | 0.9 | 44357.43 | 598.48 | 5.87 | 592.61 | 592.61 | 0 | 11.59 | NA | 3000 | NA | NA | NA | NA | NA | NA | Y
West Point Facility IC | GN10 | Natural Gas | Internal Combustion | Operating | 0.9 | 0.9 | 44358.33 | 598.48 | 5.87 | 592.61 | 592.61 | 0 | 11.59 | NA | 3000 | NA | NA | NA | NA | NA | NA | Y
West Point Facility IC | GEN3 | Petroleum Products | Internal Combustion | Out of Service | 2.4 | 2.4 | 44360.73 | 622.3 | 29.69 | 592.61 | 592.61 | 0 | 11.59 | NA | 3000 | NA | NA | NA | NA | NA | NA | Y
West Point Facility IC | GEN5 | Petroleum Products | Internal Combustion | Operating | 1.2 | 1.2 | 44361.93 | 622.3 | 29.69 | 592.61 | 592.61 | 0 | 11.59 | NA | 3000 | NA | NA | NA | NA | NA | NA | Y
West Point Facility IC | GEN6 | Petroleum Products | Internal Combustion | Out of Service | 1.2 | 1.2 | 44363.13 | 622.3 | 29.69 | 592.61 | 592.61 | 0 | 11.59 | NA | 3000 | NA | NA | NA | NA | NA | NA | Y
West Point Facility IC | GN11 | Petroleum Products | Internal Combustion | Operating | 0.9 | 0.9 | 44364.03 | 622.3 | 29.69 | 592.61 | 592.61 | 0 | 11.59 | NA | 3000 | NA | NA | NA | NA | NA | NA | Y
New Castle IC | EMDA | Petroleum Products | Internal Combustion | Operating | 2.5 | 2.5 | 44366.53 | 701.64 | 109.03 | 592.61 | 592.61 | 0 | 7.25 | NA | 12889 | 262 | 0 | 0 | NA | NA | NA | N
New Castle IC | EMDB | Petroleum Products | Internal Combustion | Out of Service | 2.5 | 2.5 | 44369.03 | 701.64 | 109.03 | 592.61 | 592.61 | 0 | 7.25 | NA | 12889 | 262 | 0 | 0 | NA | NA | NA | N
West Point Facility IC | GN12 | Petroleum Products | Internal Combustion | Operating | 2 | 2 | 44371.03 | 701.64 | 109.03 | 592.61 | 592.61 | 0 | 11.59 | NA | 3000 | NA | NA | NA | NA | NA | NA | Y
West Point Facility IC | GN13 | Petroleum Products | Internal Combustion | Operating | 2 | 2 | 44373.03 | 701.64 | 109.03 | 592.61 | 592.61 | 0 | 11.59 | NA | 3000 | NA | NA | NA | NA | NA | NA | Y
Sunbury IC | DI2 | Petroleum Products | Internal Combustion | Operating | 5 | 5 | 44378.03 | 793.36 | 200.75 | 592.61 | 592.61 | 0 | 2.57 | 2933.14 | 20333 | 122 | 6 | 0.01 | NA | NA | NA | N
PPG Industries Works 6 IC Facility | L1 | Petroleum Products | Internal Combustion | Operating | 2 | 2 | 44380.03 | 856.24 | 263.63 | 592.61 | 592.61 | 0 | 7.78 | NA | 26640 | NA | NA | NA | NA | NA | NA | N
PPG Industries Works 6 IC Facility | L2AE | Petroleum Products | Internal Combustion | Operating | 1.5 | 1.5 | 44381.53 | 856.24 | 263.63 | 592.61 | 592.61 | 0 | 7.78 | NA | 26640 | NA | NA | NA | NA | NA | NA | N
PPG Industries Works 6 IC Facility | L2BW | Petroleum Products | Internal Combustion | Operating | 1.5 | 1.5 | 44383.03 | 856.24 | 263.63 | 592.61 | 592.61 | 0 | 7.78 | NA | 26640 | NA | NA | NA | NA | NA | NA | N

## PA winter capacity
Plant Name | Unit No | Primary | Generation | Operating | Summer | Adjusted | Cumulative | Variable | Total | Non-Fuel | Non-Fuel | Emission | Fixed | Total Operation | Heat Rate | Heat Input | Net | Capacity | NOX | SO2 | CO2 | Cogenerator?
|  | Fuel Type | Technology | Status | Capacity | Summer | Summer | O&M Costs | Fuel Costs | Variable | Non-Allowance | Allowance | O&M Cost | & | (Btu/kWh) | (MMBtu) | Generation | Factor | Emissions | Emissions | Emissions
[5 empty] | (MW) | Capacity | Capacity | ($/MWh) | ($/MWh) | O&M Costs | Variable O&M | Costs | ($/kW-Year) | Maint Cost |  |  | (MWh) | (%) | Rate | Rate | Rate
[6 empty] | (MW) | (MW) |  |  | ($/MWh) | ($/MWh) | ($/MWh) |  | ($/MWh) |  |  |  |  | (lbs/MMBtu) | (lbs/MMBtu) | (lbs/MMBtu)
500 Virginia Solar | 1 | Solar | Solar | Operating | 1 | 1 | 1 | 0 | 0 | 0 | 0 | 0 | 27.04 | NA | NA | NA | NA | NA | NA | NA | NA | N
Air Products Solar (Trexlertown Solar) | GEN1 | Solar | Solar | Operating | 1.4 | 1.4 | 2.4 | 0 | 0 | 0 | 0 | 0 | 27.04 | NA | NA | NA | NA | NA | NA | NA | NA | N
Altairnano PJM Li-ion Battery Storage Project | 1 | Other Fuel | Other | Operating | 1 | 1 | 3.4 | 0 | 0 | 0 | 0 | 0 | 0 | NA | NA | NA | NA | NA | NA | NA | NA | N
Aqua Ingrams Mill Solar | 1 | Solar | Solar | Operating | 0.3 | 0.3 | 3.7 | 0 | 0 | 0 | 0 | 0 | 27.04 | NA | NA | NA | NA | NA | NA | NA | NA | N
Beaver Solar | PV1 | Solar | Solar | Operating | 1.3 | 1.3 | 5 | 0 | 0 | 0 | 0 | 0 | 27.04 | NA | NA | NA | NA | NA | NA | NA | NA | N
Carlisle Area School District | CASDE | Solar | Solar | Operating | 0.9 | 0.9 | 5.9 | 0 | 0 | 0 | 0 | 0 | 27.04 | NA | NA | NA | NA | NA | NA | NA | NA | N
Carlisle Area School District | CASDW | Solar | Solar | Operating | 0.4 | 0.4 | 6.3 | 0 | 0 | 0 | 0 | 0 | 27.04 | NA | NA | NA | NA | NA | NA | NA | NA | N
Conshohocken -Solar | 1 | Solar | Solar | Operating | 0.06 | 0.06 | 6.36 | 0 | 0 | 0 | 0 | 0 | 27.04 | NA | NA | NA | NA | NA | NA | NA | NA | N
Crayola Solar Park | 1 | Solar | Solar | Operating | 1 | 1 | 7.36 | 0 | 0 | 0 | 0 | 0 | 27.04 | NA | NA | NA | NA | NA | NA | NA | NA | N
Crayola Solar Park | 2 | Solar | Solar | Operating | 1 | 1 | 8.36 | 0 | 0 | 0 | 0 | 0 | 27.04 | NA | NA | NA | NA | NA | NA | NA | NA | N
Crayola Solar Park | 3 | Solar | Solar | Operating | 0.8 | 0.8 | 9.16 | 0 | 0 | 0 | 0 | 0 | 27.04 | NA | NA | NA | NA | NA | NA | NA | NA | N
Exelon-Conergy Solar Energy Center | MESA | Solar | Solar | Operating | 1.1 | 1.1 | 10.26 | 0 | 0 | 0 | 0 | 0 | 27.04 | NA | NA | NA | NA | NA | NA | NA | NA | N
Green Mountain Battery Storage System | BGM | Other Fuel | Other | Operating | 10.4 | 10.4 | 20.66 | 0 | 0 | 0 | 0 | 0 | 0 | NA | NA | NA | NA | NA | NA | NA | NA | N
Hazle Township Flywheel Energy Storage | HRS1A | Other Fuel | Other | Operating | 4 | 4 | 24.66 | 0 | 0 | 0 | 0 | 0 | 0 | NA | NA | NA | NA | NA | NA | NA | NA | N
Hazle Township Flywheel Energy Storage | HRS1B | Other Fuel | Other | Operating | 10 | 10 | 34.66 | 0 | 0 | 0 | 0 | 0 | 0 | NA | NA | NA | NA | NA | NA | NA | NA | N
Hazle Township Flywheel Energy Storage | HRS1C | Other Fuel | Other | Operating | 6 | 6 | 40.66 | 0 | 0 | 0 | 0 | 0 | 0 | NA | NA | NA | NA | NA | NA | NA | NA | N
Keystone Solar Project | KSTN | Solar | Solar | Operating | 5 | 5 | 45.66 | 0 | 0 | 0 | 0 | 0 | 27.04 | NA | NA | NA | NA | NA | NA | NA | NA | N
Knouse Foods Solar Plant | 1 | Solar | Solar | Operating | 3 | 3 | 48.66 | 0 | 0 | 0 | 0 | 0 | 27.04 | NA | NA | NA | NA | NA | NA | NA | NA | N
Lincoln Financial Field Solar Plant | GEN1 | Solar | Solar | Operating | 2.9 | 2.9 | 51.56 | 0 | 0 | 0 | 0 | 0 | 27.04 | NA | NA | NA | NA | NA | NA | NA | NA | N
Longwood Gardens Solar Plant | 1 | Solar | Solar | Operating | 1.3 | 1.3 | 52.86 | 0 | 0 | 0 | 0 | 0 | 27.04 | NA | NA | NA | NA | NA | NA | NA | NA | N
Marlboro Mushrooms Solar Field | GEN1 | Solar | Solar | Operating | 0.3 | 0.3 | 53.16 | 0 | 0 | 0 | 0 | 0 | 27.04 | NA | NA | NA | NA | NA | NA | NA | NA | N
Martin Limestone Solar Array Plant | GEN1 | Solar | Solar | Operating | 1 | 1 | 54.16 | 0 | 0 | 0 | 0 | 0 | 27.04 | NA | NA | NA | NA | NA | NA | NA | NA | N
Masser Farms Realty Solar | MFRS | Solar | Solar | Operating | 0.7 | 0.7 | 54.86 | 0 | 0 | 0 | 0 | 0 | 27.04 | NA | NA | NA | NA | NA | NA | NA | NA | N
Morgantown Solar Park | 1 | Solar | Solar | Operating | 1.4 | 1.4 | 56.26 | 0 | 0 | 0 | 0 | 0 | 27.04 | NA | NA | NA | NA | NA | NA | NA | NA | N
PA Solar Park Project | 1 | Solar | Solar | Operating | 10 | 10 | 66.26 | 0 | 0 | 0 | 0 | 0 | 27.04 | NA | NA | NA | NA | NA | NA | NA | NA | N
Pickering Solar | 1 | Solar | Solar | Operating | 1 | 1 | 67.26 | 0 | 0 | 0 | 0 | 0 | 27.04 | NA | NA | NA | NA | NA | NA | NA | NA | N
Pocono Raceway Solar Project | POCON | Solar | Solar | Operating | 3 | 3 | 70.26 | 0 | 0 | 0 | 0 | 0 | 27.04 | NA | NA | NA | NA | NA | NA | NA | NA | N
Romark PA Solar | 1 | Solar | Solar | Operating | 1.8 | 1.8 | 72.06 | 0 | 0 | 0 | 0 | 0 | 27.04 | NA | NA | NA | NA | NA | NA | NA | NA | N
Turnkey Project - GlaxoSmith | 1 | Solar | Solar | Operating | 1 | 1 | 73.06 | 0 | 0 | 0 | 0 | 0 | 27.04 | NA | NA | NA | NA | NA | NA | NA | NA | N
Twin Ridges Wind Farm | 1 | Wind | Wind | Operating | 139.4 | 139.4 | 212.46 | 1.74 | 0 | 1.74 | 1.74 | 0 | 16.52 | 7.04 | NA | NA | 434577 | 35.49 | NA | NA | NA | N
Mehoopany Wind | 1 | Wind | Wind | Operating | 142.6 | 142.6 | 355.06 | 1.76 | 0 | 1.76 | 1.76 | 0 | 16.5 | 7.5 | NA | NA | 409855 | 32.72 | NA | NA | NA | N
Highland North Wind Farm | 1 | Wind | Wind | Operating | 75 | 75 | 430.06 | 1.93 | 0 | 1.93 | 1.93 | 0 | 17.38 | 8.51 | NA | NA | 198012 | 30.06 | NA | NA | NA | N
Laurel Hill | 1 | Wind | Wind | Operating | 69 | 69 | 499.06 | 1.95 | 0 | 1.95 | 1.95 | 0 | 17.54 | 8.55 | NA | NA | 183462 | 30.27 | NA | NA | NA | N
Sandy Ridge Wind Farm | 1 | Wind | Wind | Operating | 48.2 | 48.2 | 547.26 | 1.98 | 0 | 1.98 | 1.98 | 0 | 18.41 | 7.68 | NA | NA | 155711 | 36.78 | NA | NA | NA | N
Armenia Mountain Wind | 1 | Wind | Wind | Operating | 100.5 | 100.5 | 647.76 | 2.02 | 0 | 2.02 | 2.02 | 0 | 17.95 | 8.9 | NA | NA | 262390 | 29.72 | NA | NA | NA | N
Holtwood Hydroelectric Plant | HW1 | Water | Hydro | Operating | 10 | 10 | 657.76 | 2.05 | 0 | 2.05 | 2.05 | 0 | 8.43 | 4.57 | NA | NA | 33401 | 38.03 | NA | NA | NA | N
Holtwood Hydroelectric Plant | HW10 | Water | Hydro | Operating | 13.2 | 13.2 | 670.96 | 2.05 | 0 | 2.05 | 2.05 | 0 | 8.43 | 4.57 | NA | NA | 44090 | 38.03 | NA | NA | NA | N
Holtwood Hydroelectric Plant | HW11 | Water | Hydro | Operating | 1.2 | 1.2 | 672.16 | 2.05 | 0 | 2.05 | 2.05 | 0 | 8.43 | 4.57 | NA | NA | 4008 | 38.03 | NA | NA | NA | N
Holtwood Hydroelectric Plant | HW13 | Water | Hydro | Operating | 1.2 | 1.2 | 673.36 | 2.05 | 0 | 2.05 | 2.05 | 0 | 8.43 | 4.57 | NA | NA | 4008 | 38.03 | NA | NA | NA | N
Holtwood Hydroelectric Plant | HW18 | Water | Hydro | Operating | 64.6 | 64.6 | 737.96 | 2.05 | 0 | 2.05 | 2.05 | 0 | 8.43 | 4.57 | NA | NA | 215772 | 38.03 | NA | NA | NA | N
Holtwood Hydroelectric Plant | HW19 | Water | Hydro | Operating | 64.6 | 64.6 | 802.56 | 2.05 | 0 | 2.05 | 2.05 | 0 | 8.43 | 4.57 | NA | NA | 215772 | 38.03 | NA | NA | NA | N
Holtwood Hydroelectric Plant | HW2 | Water | Hydro | Operating | 11.7 | 11.7 | 814.26 | 2.05 | 0 | 2.05 | 2.05 | 0 | 8.43 | 4.57 | NA | NA | 39079 | 38.03 | NA | NA | NA | N
Holtwood Hydroelectric Plant | HW3 | Water | Hydro | Operating | 12.7 | 12.7 | 826.96 | 2.05 | 0 | 2.05 | 2.05 | 0 | 8.43 | 4.57 | NA | NA | 42419 | 38.03 | NA | NA | NA | N
Holtwood Hydroelectric Plant | HW4 | Water | Hydro | Operating | 11.2 | 11.2 | 838.16 | 2.05 | 0 | 2.05 | 2.05 | 0 | 8.43 | 4.57 | NA | NA | 37409 | 38.03 | NA | NA | NA | N
Holtwood Hydroelectric Plant | HW5 | Water | Hydro | Operating | 12.1 | 12.1 | 850.26 | 2.05 | 0 | 2.05 | 2.05 | 0 | 8.43 | 4.57 | NA | NA | 40415 | 38.03 | NA | NA | NA | N
Holtwood Hydroelectric Plant | HW6 | Water | Hydro | Operating | 12.5 | 12.5 | 862.76 | 2.05 | 0 | 2.05 | 2.05 | 0 | 8.43 | 4.57 | NA | NA | 41751 | 38.03 | NA | NA | NA | N
Holtwood Hydroelectric Plant | HW7 | Water | Hydro | Operating | 10.3 | 10.3 | 873.06 | 2.05 | 0 | 2.05 | 2.05 | 0 | 8.43 | 4.57 | NA | NA | 34403 | 38.03 | NA | NA | NA | N
Holtwood Hydroelectric Plant | HW8 | Water | Hydro | Operating | 10.5 | 10.5 | 883.56 | 2.05 | 0 | 2.05 | 2.05 | 0 | 8.43 | 4.57 | NA | NA | 35071 | 38.03 | NA | NA | NA | N
Holtwood Hydroelectric Plant | HW9 | Water | Hydro | Operating | 13.2 | 13.2 | 896.76 | 2.05 | 0 | 2.05 | 2.05 | 0 | 8.43 | 4.57 | NA | NA | 44090 | 38.03 | NA | NA | NA | N
Locust Ridge II | 1 | Wind | Wind | Operating | 102 | 102 | 998.76 | 2.14 | 0 | 2.14 | 2.14 | 0 | 17.91 | 10.57 | NA | NA | 216696 | 24.19 | NA | NA | NA | N
South Chestnut Wind Project | 1 | Wind | Wind | Operating | 50.4 | 50.4 | 1049.16 | 2.2 | 0 | 2.2 | 2.2 | 0 | 18.29 | 10.64 | NA | NA | 109193 | 24.66 | NA | NA | NA | N
Patton Wind Farm | 1 | Wind | Wind | Operating | 30 | 30 | 1079.16 | 2.21 | 0 | 2.21 | 2.21 | 0 | 20.17 | 8.44 | NA | NA | 97125 | 36.86 | NA | NA | NA | N
Safe Harbor | 1 | Water | Hydro | Operating | 33 | 33 | 1112.16 | 2.27 | 0 | 2.27 | 2.27 | 0 | 8.43 | 6.74 | NA | NA | 62211 | 21.46 | NA | NA | NA | N
Safe Harbor | 10 | Water | Hydro | Operating | 37.5 | 37.5 | 1149.66 | 2.27 | 0 | 2.27 | 2.27 | 0 | 8.43 | 6.74 | NA | NA | 70694 | 21.46 | NA | NA | NA | N
Safe Harbor | 11 | Water | Hydro | Operating | 37.5 | 37.5 | 1187.16 | 2.27 | 0 | 2.27 | 2.27 | 0 | 8.43 | 6.74 | NA | NA | 70694 | 21.46 | NA | NA | NA | N
Safe Harbor | 12 | Water | Hydro | Operating | 37.5 | 37.5 | 1224.66 | 2.27 | 0 | 2.27 | 2.27 | 0 | 8.43 | 6.74 | NA | NA | 70694 | 21.46 | NA | NA | NA | N
Safe Harbor | 2 | Water | Hydro | Operating | 33 | 33 | 1257.66 | 2.27 | 0 | 2.27 | 2.27 | 0 | 8.43 | 6.74 | NA | NA | 62211 | 21.46 | NA | NA | NA | N
Safe Harbor | 3 | Water | Hydro | Operating | 32 | 32 | 1289.66 | 2.27 | 0 | 2.27 | 2.27 | 0 | 8.43 | 6.74 | NA | NA | 60326 | 21.46 | NA | NA | NA | N
Safe Harbor | 4 | Water | Hydro | Operating | 32 | 32 | 1321.66 | 2.27 | 0 | 2.27 | 2.27 | 0 | 8.43 | 6.74 | NA | NA | 60326 | 21.46 | NA | NA | NA | N
Safe Harbor | 41 | Water | Hydro | Operating | 2 | 2 | 1323.66 | 2.27 | 0 | 2.27 | 2.27 | 0 | 8.43 | 6.74 | NA | NA | 3770 | 21.46 | NA | NA | NA | N
Safe Harbor | 42 | Water | Hydro | Operating | 2 | 2 | 1325.66 | 2.27 | 0 | 2.27 | 2.27 | 0 | 8.43 | 6.74 | NA | NA | 3770 | 21.46 | NA | NA | NA | N
Safe Harbor | 5 | Water | Hydro | Operating | 32 | 32 | 1357.66 | 2.27 | 0 | 2.27 | 2.27 | 0 | 8.43 | 6.74 | NA | NA | 60326 | 21.46 | NA | NA | NA | N
Safe Harbor | 6 | Water | Hydro | Operating | 32 | 32 | 1389.66 | 2.27 | 0 | 2.27 | 2.27 | 0 | 8.43 | 6.74 | NA | NA | 60326 | 21.46 | NA | NA | NA | N
Safe Harbor | 7 | Water | Hydro | Operating | 32 | 32 | 1421.66 | 2.27 | 0 | 2.27 | 2.27 | 0 | 8.43 | 6.74 | NA | NA | 60326 | 21.46 | NA | NA | NA | N
Safe Harbor | 8 | Water | Hydro | Operating | 37.5 | 37.5 | 1459.16 | 2.27 | 0 | 2.27 | 2.27 | 0 | 8.43 | 6.74 | NA | NA | 70694 | 21.46 | NA | NA | NA | N
Safe Harbor | 9 | Water | Hydro | Operating | 37.5 | 37.5 | 1496.66 | 2.27 | 0 | 2.27 | 2.27 | 0 | 8.43 | 6.74 | NA | NA | 70694 | 21.46 | NA | NA | NA | N
Allegheny Ridge Wind Farm | 1 | Wind | Wind | Operating | 80 | 80 | 1576.66 | 2.29 | 0 | 2.29 | 2.29 | 0 | 19.44 | 9.96 | NA | NA | 202849 | 28.87 | NA | NA | NA | N
Chestnut Flats Windfarm | 1 | Wind | Wind | Operating | 38 | 38 | 1614.66 | 2.31 | 0 | 2.31 | 2.31 | 0 | 20.11 | 9.5 | NA | NA | 106340 | 31.86 | NA | NA | NA | N
MATS Wind | 1 | Wind | Wind | Operating | 0.55 | 0.55 | 1615.21 | 2.34 | 0 | 2.34 | 2.34 | 0 | 20.12 | NA | NA | NA | NA | NA | NA | NA | NA | N
Stony Creek Wind Farm | 1 | Wind | Wind | Operating | 52.5 | 52.5 | 1667.71 | 2.35 | 0 | 2.35 | 2.35 | 0 | 20.17 | 9.74 | NA | NA | 143141 | 31.04 | NA | NA | NA | N
North Allegheny Wind | 1 | Wind | Wind | Operating | 70 | 70 | 1737.71 | 2.38 | 0 | 2.38 | 2.38 | 0 | 19.01 | 11.51 | NA | NA | 145643 | 23.69 | NA | NA | NA | N
Highland Wind Project | 1 | Wind | Wind | Operating | 62.5 | 62.5 | 1800.21 | 2.41 | 0 | 2.41 | 2.41 | 0 | 19.43 | 11.24 | NA | NA | 137512 | 25.05 | NA | NA | NA | N
Erie Coke Corporation | 1 | Other Fuel | Steam Turbine | Operating | 1.3 | 1.3 | 1801.51 | 2.63 | 0 | 2.63 | 2.63 | 0 | 24.78 | NA | 4786 | NA | NA | NA | 0.06 | 0.011 | 118.16 | Y
Lookout WindPower LLC | 1 | Wind | Wind | Operating | 37.8 | 37.8 | 1839.31 | 2.71 | 0 | 2.71 | 2.71 | 0 | 22.91 | 10.72 | NA | NA | 108137 | 32.57 | NA | NA | NA | N
Waymart Wind Farm | GE15 | Wind | Wind | Operating | 64.5 | 64.5 | 1903.81 | 2.93 | 0 | 2.93 | 2.93 | 0 | 22.55 | 12.67 | NA | NA | 149395 | 26.37 | NA | NA | NA | N
Casselman Wind | 1 | Wind | Wind | Operating | 34.5 | 34.5 | 1938.31 | 3.09 | 0 | 3.09 | 3.09 | 0 | 24.63 | 12.48 | NA | NA | 90562 | 29.88 | NA | NA | NA | N
Locust Ridge Wind Farm | LRWF | Wind | Wind | Operating | 26 | 26 | 1964.31 | 3.58 | 0 | 3.58 | 3.58 | 0 | 27.6 | 14.16 | NA | NA | 67877 | 29.72 | NA | NA | NA | N
Forward WindPower LLC | 1 | Wind | Wind | Operating | 29.4 | 29.4 | 1993.71 | 3.77 | 0 | 3.77 | 3.77 | 0 | 25.02 | 16.83 | NA | NA | 56344 | 21.82 | NA | NA | NA | N
Meyersdale Wind Project | GE15 | Wind | Wind | Operating | 30 | 30 | 2023.71 | 3.97 | 0 | 3.97 | 3.97 | 0 | 30.65 | 15.2 | NA | NA | 81824 | 31.05 | NA | NA | NA | N
P.H. Glatfelter Company - Pennsylvania | GEN6 | Biomass | Steam Turbine | Operating | 28.8 | 28.8 | 2052.51 | 4.2 | 0 | 4.2 | 4.2 | 0 | 74.97 | NA | 5471 | NA | NA | NA | 0.2055 | 0.029 | 120.44 | Y
Ringer Hill Wind Farm | RINGR | Wind | Wind | Operating | 39.9 | 39.9 | 2092.41 | 4.73 | 0 | 4.73 | 4.73 | 0 | 45.59 | 402.7 | NA | NA | 4571 | 15.4 | NA | NA | NA | N
Bear Creek Wind Project | 1 | Wind | Wind | Operating | 24 | 24 | 2116.41 | 4.96 | 0 | 4.96 | 4.96 | 0 | 29.09 | NA | NA | NA | NA | NA | NA | NA | NA | N
York Haven | 1 | Water | Hydro | Operating | 19 | 19 | 2135.41 | 5.47 | 0 | 5.47 | 5.47 | 0 | 29.1 | NA | NA | NA | NA | NA | NA | NA | NA | N
Allegheny 9 (Torrent Hydro) | GEN1 | Water | Hydro | Operating | 8.9 | 8.9 | 2144.31 | 6.49 | 0 | 6.49 | 6.49 | 0 | 11.91 | NA | NA | NA | NA | NA | NA | NA | NA | N
Allegheny 9 (Torrent Hydro) | GEN2 | Water | Hydro | Operating | 8.9 | 8.9 | 2153.21 | 6.49 | 0 | 6.49 | 6.49 | 0 | 11.91 | NA | NA | NA | NA | NA | NA | NA | NA | N
Allegheny 8 (Torrent Hydro) | GEN1 | Water | Hydro | Operating | 6.8 | 6.8 | 2160.01 | 7 | 0 | 7 | 7 | 0 | 13.61 | NA | NA | NA | NA | NA | NA | NA | NA | N
Allegheny 8 (Torrent Hydro) | GEN2 | Water | Hydro | Operating | 6.8 | 6.8 | 2166.81 | 7 | 0 | 7 | 7 | 0 | 13.61 | NA | NA | NA | NA | NA | NA | NA | NA | N
Mill Run Wind Farm | g1 | Wind | Wind | Operating | 15 | 15 | 2181.81 | 7.49 | 0 | 7.49 | 7.49 | 0 | 45.59 | NA | NA | NA | NA | NA | NA | NA | NA | N
Somerset Wind Project | EW | Wind | Wind | Operating | 9 | 9 | 2190.81 | 7.49 | 0 | 7.49 | 7.49 | 0 | 45.59 | NA | NA | NA | NA | NA | NA | NA | NA | N
Turkey Point Wind Project (Frey Farm Wind) | 1 | Wind | Wind | Operating | 3.2 | 3.2 | 2194.01 | 7.49 | 0 | 7.49 | 7.49 | 0 | 45.59 | NA | NA | NA | NA | NA | NA | NA | NA | N
Susquehanna Resource Management Complex (Harrisburg Facility Cogen) | GEN3 | Biomass | Steam Turbine | Operating | 21.8 | 21.8 | 2215.81 | 8.19 | 0 | 8.19 | 8.19 | 0 | 24.12 | NA | 6029 | NA | NA | NA | 0.169 | 0.029 | 118.18 | Y
Juniata Locomotive Shop | GEN1 | Coal | Steam Turbine | Operating | 2 | 2 | 2217.81 | 9.18 | 6.6 | 2.58 | 2.58 | 0 | 27.31 | NA | 3000 | NA | NA | NA | 0.199 | 0.48 | 205.84 | Y
Mehoopany CT | GEN3 | Natural Gas | Combustion Turbine | Operating | 64 | 64 | 2281.81 | 9.71 | 8.27 | 1.44 | 1.44 | 0 | 3.88 | NA | 4909 | NA | NA | NA | 0.0075 | 0.002 | 119.31 | Y
York County Resource Recovery Center | GEN1 | Biomass | Steam Turbine | Operating | 29.5 | 29.5 | 2311.31 | 10.36 | 0 | 10.36 | 10.36 | 0 | 44.42 | NA | 20092 | NA | NA | NA | 0.169 | 0.029 | 118.18 | N
Piney | 1 | Water | Hydro | Operating | 11.8 | 11.8 | 2323.11 | 10.42 | 0 | 10.42 | 10.42 | 0 | 17.15 | NA | NA | NA | NA | NA | NA | NA | NA | N
Piney | 2 | Water | Hydro | Operating | 11.8 | 11.8 | 2334.91 | 10.42 | 0 | 10.42 | 10.42 | 0 | 17.15 | NA | NA | NA | NA | NA | NA | NA | NA | N
Piney | 3 | Water | Hydro | Operating | 9.6 | 9.6 | 2344.51 | 10.42 | 0 | 10.42 | 10.42 | 0 | 17.15 | NA | NA | NA | NA | NA | NA | NA | NA | N
Peach Bottom | 2 | Uranium | Nuclear | Operating | 1296 | 1296 | 3640.51 | 10.65 | 7.54 | 3.11 | 3.11 | 0 | 105.28 | 23.68 | 10400 | NA | 10473991 | 92.01 | NA | NA | NA | N
Peach Bottom | 3 | Uranium | Nuclear | Operating | 1288 | 1288 | 4928.51 | 10.65 | 7.54 | 3.11 | 3.11 | 0 | 105.28 | 22.54 | 10400 | NA | 11401444 | 100.77 | NA | NA | NA | N
Limerick | 1 | Uranium | Nuclear | Operating | 1191 | 1191 | 6119.51 | 10.68 | 7.54 | 3.14 | 3.14 | 0 | 102.06 | 23.79 | 10400 | NA | 9268569 | 88.59 | NA | NA | NA | N
Limerick | 2 | Uranium | Nuclear | Operating | 1195 | 1195 | 7314.51 | 10.68 | 7.54 | 3.14 | 3.14 | 0 | 102.06 | 22.72 | 10400 | NA | 10126806 | 96.47 | NA | NA | NA | N
Beaver Valley | 1 | Uranium | Nuclear | Operating | 939 | 939 | 8253.51 | 10.87 | 7.54 | 3.33 | 3.33 | 0 | 108.43 | 24.72 | 10400 | NA | 7351137 | 89.12 | NA | NA | NA | N
Beaver Valley | 2 | Uranium | Nuclear | Operating | 933 | 933 | 9186.51 | 10.87 | 7.54 | 3.33 | 3.33 | 0 | 108.43 | 23.73 | 10400 | NA | 7868437 | 96.01 | NA | NA | NA | N
West Point Facility | COG3 | Natural Gas | Combustion Turbine | Operating | 40 | 40 | 9226.51 | 10.91 | 9.47 | 1.44 | 1.44 | 0 | 4.35 | NA | 4841 | NA | NA | NA | 0.0264 | 0.002 | 119.31 | Y
Susquehanna Nuclear | 1 | Uranium | Nuclear | Operating | 1310 | 1310 | 10536.51 | 10.95 | 7.54 | 3.41 | 3.41 | 0 | 100.84 | 26.09 | 10400 | NA | 8724976 | 75.82 | NA | NA | NA | N
Susquehanna Nuclear | 2 | Uranium | Nuclear | Operating | 1310 | 1310 | 11846.51 | 10.95 | 7.54 | 3.41 | 3.41 | 0 | 100.84 | 23.39 | 10400 | NA | 10625999 | 92.34 | NA | NA | NA | N
Wm F Matson Generating Station | 1 | Water | Hydro | Operating | 7 | 7 | 11853.51 | 10.98 | 0 | 10.98 | 10.98 | 0 | 11.29 | NA | NA | NA | NA | NA | NA | NA | NA | N
Wm F Matson Generating Station | 2 | Water | Hydro | Operating | 14.7 | 14.7 | 11868.21 | 10.98 | 0 | 10.98 | 10.98 | 0 | 11.29 | NA | NA | NA | NA | NA | NA | NA | NA | N
Mehoopany | GEN2 | Natural Gas | Steam Turbine | Operating | 1.6 | 1.6 | 11869.81 | 11.19 | 8.26 | 2.93 | 2.93 | 0 | 11.17 | NA | 4901 | NA | NA | NA | 0.153 | 0.029 | 120.44 | Y
Three Mile Island | 1 | Uranium | Nuclear | Operating | 829 | 829 | 12698.81 | 11.35 | 7.54 | 3.81 | 3.81 | 0 | 130.33 | 26.61 | 10400 | NA | 7082652 | 97.26 | NA | NA | NA | N
West Point Facility | GEN2 | Natural Gas | Combustion Turbine | Operating | 26 | 26 | 12724.81 | 11.51 | 10.07 | 1.44 | 1.44 | 0 | 4.35 | NA | 5147 | NA | NA | NA | 0.0821 | 0.002 | 119.31 | Y
Mehoopany CT | GEN1 | Natural Gas | Combustion Turbine | Operating | 59 | 59 | 12783.81 | 11.57 | 10.13 | 1.44 | 1.44 | 0 | 3.88 | NA | 6010 | NA | NA | NA | 0.1405 | 0.002 | 119.31 | Y
Grays Ferry Cogeneration | GEN1 | Natural Gas | Combined Cycle | Operating | 57 | 57 | 12840.81 | 11.8 | 10.34 | 1.46 | 1.46 | 0 | 17.15 | NA | 5282 | NA | NA | NA | 0.0304 | 0.0006 | 118.8578 | Y
Grays Ferry Cogeneration | GEN2 | Natural Gas | Combined Cycle | Operating | 113 | 113 | 12953.81 | 11.8 | 10.34 | 1.46 | 1.46 | 0 | 17.15 | NA | 5282 | NA | NA | NA | 0.0304 | 0.0006 | 118.8578 | Y
Beaver Valley Patterson Dam | GEN1 | Water | Hydro | Operating | 0.4 | 0.4 | 12954.21 | 12.24 | 0 | 12.24 | 12.24 | 0 | 110.78 | NA | NA | NA | NA | NA | NA | NA | NA | N
Beaver Valley Patterson Dam | GEN2 | Water | Hydro | Operating | 0.4 | 0.4 | 12954.61 | 12.24 | 0 | 12.24 | 12.24 | 0 | 110.78 | NA | NA | NA | NA | NA | NA | NA | NA | N
Beaver Valley Patterson Dam | GEN3 | Water | Hydro | Operating | 0.4 | 0.4 | 12955.01 | 12.24 | 0 | 12.24 | 12.24 | 0 | 110.78 | NA | NA | NA | NA | NA | NA | NA | NA | N
Patriot Power Generation Plant (Moxie Patriot) | GEN1-CT1 | Natural Gas | Combined Cycle | Operating | 274 | 274 | 13229.01 | 12.34 | 11.36 | 0.98 | 0.98 | 0 | 16.81 | 17.09 | 6743 | 9649398 | 969272 | 80.11 | 0.0068 | 0.0006 | 118.8577 | N
Patriot Power Generation Plant (Moxie Patriot) | GEN1-ST1 | Natural Gas | Combined Cycle | Operating | 140.5 | 140.5 | 13369.51 | 12.34 | 11.36 | 0.98 | 0.98 | 0 | 16.81 | 17.09 | 6743 | 287796 | 497101 | 80.12 | 0.0069 | 0.0006 | 118.8572 | N
Patriot Power Generation Plant (Moxie Patriot) | GEN2-CT2 | Natural Gas | Combined Cycle | Operating | 274 | 274 | 13643.51 | 12.34 | 11.36 | 0.98 | 0.98 | 0 | 16.81 | 17.06 | 6743 | 9560972 | 975744 | 80.64 | 0.007 | 0.0006 | 118.8567 | N
Patriot Power Generation Plant (Moxie Patriot) | GEN2-ST2 | Natural Gas | Combined Cycle | Operating | 140.5 | 140.5 | 13784.01 | 12.34 | 11.36 | 0.98 | 0.98 | 0 | 16.81 | 17.06 | 6743 | 343309 | 500420 | 80.65 | 0.0069 | 0.0006 | 118.8572 | N
Yough Hydro Power | GEN1 | Water | Hydro | Operating | 5 | 5 | 13789.01 | 12.65 | 0 | 12.65 | 12.65 | 0 | 14.76 | NA | NA | NA | NA | NA | NA | NA | NA | N
Yough Hydro Power | GEN2 | Water | Hydro | Operating | 5 | 5 | 13794.01 | 12.65 | 0 | 12.65 | 12.65 | 0 | 14.76 | NA | NA | NA | NA | NA | NA | NA | NA | N
Hunterstown CC | 101 | Natural Gas | Combined Cycle | Operating | 165 | 165 | 13959.01 | 12.74 | 11.92 | 0.82 | 0.82 | 0 | 9.71 | 14.31 | 7074 | 10534986 | 1017018 | 70.17 | 0.0031 | 0.0006 | 118.8579 | N
Hunterstown CC | 201 | Natural Gas | Combined Cycle | Operating | 165 | 165 | 14124.01 | 12.74 | 11.92 | 0.82 | 0.82 | 0 | 9.71 | 14.37 | 7074 | 10591941 | 983123 | 67.83 | 0.0031 | 0.0006 | 118.8564 | N
Hunterstown CC | 301 | Natural Gas | Combined Cycle | Operating | 165 | 165 | 14289.01 | 12.74 | 11.92 | 0.82 | 0.82 | 0 | 9.71 | 14.38 | 7074 | 10520764 | 977930 | 67.47 | 0.007 | 0.0006 | 118.8569 | N
Hunterstown CC | 401 | Natural Gas | Combined Cycle | Operating | 315 | 315 | 14604.01 | 12.74 | 11.92 | 0.82 | 0.82 | 0 | 9.71 | 14.65 | 7074 | 734265 | 1599391 | 57.8 | 0.0044 | 0.0006 | 118.8571 | N
Panda Liberty Generating Station (Moxie Liberty) | GEN1-CT1 | Natural Gas | Combined Cycle | Operating | 274 | 274 | 14878.01 | 12.98 | 11.78 | 1.2 | 1.2 | 0 | 26.37 | 20.64 | 6987 | 6777449 | 942734 | 155.83 | 0.0071 | 0.0006 | 118.8575 | N
Panda Liberty Generating Station (Moxie Liberty) | GEN1-ST1 | Natural Gas | Combined Cycle | Operating | 194 | 194 | 15072.01 | 12.98 | 11.78 | 1.2 | 1.2 | 0 | 26.37 | 20.64 | 6987 | 4798634 | 667481 | 155.83 | 0.0071 | 0.0006 | 118.8575 | N
Panda Liberty Generating Station (Moxie Liberty) | GEN2-CT2 | Natural Gas | Combined Cycle | Operating | 274 | 274 | 15346.01 | 12.98 | 11.78 | 1.2 | 1.2 | 0 | 26.37 | 25.1 | 6987 | 3973329 | 595882 | 98.49 | 0.0069 | 0.0006 | 118.8575 | N
Panda Liberty Generating Station (Moxie Liberty) | GEN2-ST2 | Natural Gas | Combined Cycle | Operating | 194 | 194 | 15540.01 | 12.98 | 11.78 | 1.2 | 1.2 | 0 | 26.37 | 25.1 | 6987 | 2813232 | 421904 | 98.49 | 0.0071 | 0.0006 | 118.8575 | N
Allegheny Energy 3, 4 and 5 (Springdale) | UNT3 | Natural Gas | Combined Cycle | Operating | 184 | 184 | 15724.01 | 12.99 | 12.26 | 0.72 | 0.72 | 0 | 10.3 | 14.41 | 7201 | 14262726 | 1334249 | 82.55 | 0.0081 | 0.0006 | 118.8574 | N
Allegheny Energy 3, 4 and 5 (Springdale) | UNT4 | Natural Gas | Combined Cycle | Operating | 184 | 184 | 15908.01 | 12.99 | 12.26 | 0.72 | 0.72 | 0 | 10.3 | 14.42 | 7201 | 12982601 | 1326647 | 82.08 | 0.0081 | 0.0006 | 118.8572 | N
Allegheny Energy 3, 4 and 5 (Springdale) | UNT5 | Natural Gas | Combined Cycle | Operating | 182 | 182 | 16090.01 | 12.99 | 12.26 | 0.72 | 0.72 | 0 | 10.3 | 14.41 | 7201 | 1394509 | 1316305 | 82.34 | 0.0081 | 0.0006 | 118.8573 | N
Fayette Energy Facility | CTG1 | Natural Gas | Combined Cycle | Operating | 207 | 207 | 16297.01 | 13.1 | 12.34 | 0.76 | 0.76 | 0 | 9.84 | 14.72 | 7244 | 13490013 | 1254200 | 68.98 | 0.0071 | 0.0006 | 118.8566 | N
Fayette Energy Facility | CTG2 | Natural Gas | Combined Cycle | Operating | 207 | 207 | 16504.01 | 13.1 | 12.34 | 0.76 | 0.76 | 0 | 9.84 | 14.67 | 7244 | 13556616 | 1292764 | 71.1 | 0.0071 | 0.0006 | 118.8577 | N
Fayette Energy Facility | STG1 | Natural Gas | Combined Cycle | Operating | 315 | 315 | 16819.01 | 13.1 | 12.34 | 0.76 | 0.76 | 0 | 9.84 | 14.6 | 7244 | 6325433 | 2059914 | 74.45 | 0.0071 | 0.0006 | 118.8572 | N
Conemaugh Hydroelectric | GEN1 | Water | Hydro | Operating | 7.5 | 7.5 | 16826.51 | 13.56 | 0 | 13.56 | 13.56 | 0 | 13.2 | NA | NA | NA | NA | NA | NA | NA | NA | N
Conemaugh Hydroelectric | GEN2 | Water | Hydro | Operating | 7.5 | 7.5 | 16834.01 | 13.56 | 0 | 13.56 | 13.56 | 0 | 13.2 | NA | NA | NA | NA | NA | NA | NA | NA | N
Juniata Locomotive Shop | GEN2 | Coal | Steam Turbine | Operating | 2 | 2 | 16836.01 | 14.09 | 11.52 | 2.58 | 2.58 | 0 | 27.31 | NA | 5233 | NA | NA | NA | 0.199 | 0.48 | 205.84 | Y
Allegheny 5 | GEN1 | Water | Hydro | Operating | 5 | 5 | 16841.01 | 14.22 | 0 | 14.22 | 14.22 | 0 | 16.99 | NA | NA | NA | NA | NA | NA | NA | NA | N
Allegheny 5 | GEN2 | Water | Hydro | Operating | 5 | 5 | 16846.01 | 14.22 | 0 | 14.22 | 14.22 | 0 | 16.99 | NA | NA | NA | NA | NA | NA | NA | NA | N
Allegheny 6 | GEN1 | Water | Hydro | Operating | 6 | 6 | 16852.01 | 14.29 | 0 | 14.29 | 14.29 | 0 | 15.23 | NA | NA | NA | NA | NA | NA | NA | NA | N
Allegheny 6 | GEN2 | Water | Hydro | Operating | 6 | 6 | 16858.01 | 14.29 | 0 | 14.29 | 14.29 | 0 | 15.23 | NA | NA | NA | NA | NA | NA | NA | NA | N
Ontelaunee Energy Center | CTG1 | Natural Gas | Combined Cycle | Operating | 218 | 218 | 17076.01 | 14.31 | 13.54 | 0.77 | 0.77 | 0 | 10.16 | 15.96 | 6918 | 14556052 | 1340103 | 69.98 | 0.0068 | 0.0006 | 118.8571 | N
Ontelaunee Energy Center | CTG2 | Natural Gas | Combined Cycle | Operating | 218 | 218 | 17294.01 | 14.31 | 13.54 | 0.77 | 0.77 | 0 | 10.16 | 15.97 | 6918 | 14334584 | 1335423 | 69.74 | 0.0072 | 0.0006 | 118.8573 | N
Ontelaunee Energy Center | STG | Natural Gas | Combined Cycle | Operating | 203 | 203 | 17497.01 | 14.31 | 13.54 | 0.77 | 0.77 | 0 | 10.16 | 15.69 | 6918 | 0 | 1500667 | 84.16 | 0.007 | 0.0006 | 118.8572 | N
Fairless Works Energy Center | CT1A | Natural Gas | Combined Cycle | Operating | 198 | 198 | 17695.01 | 14.72 | 14.05 | 0.67 | 0.67 | 0 | 9.16 | 16.1 | 7179 | 9385423 | 1307355 | 75.17 | 0.0073 | 0.0006 | 118.857 | N
Fairless Works Energy Center | CT1B | Natural Gas | Combined Cycle | Operating | 198 | 198 | 17893.01 | 14.72 | 14.05 | 0.67 | 0.67 | 0 | 9.16 | 16.11 | 7179 | 9321825 | 1298496 | 74.66 | 0.0073 | 0.0006 | 118.8566 | N
Fairless Works Energy Center | CT2A | Natural Gas | Combined Cycle | Operating | 198 | 198 | 18091.01 | 14.72 | 14.05 | 0.67 | 0.67 | 0 | 9.16 | 16.05 | 7179 | 9794960 | 1364402 | 78.45 | 0.0074 | 0.0006 | 118.8573 | N
Fairless Works Energy Center | CT2B | Natural Gas | Combined Cycle | Operating | 199 | 199 | 18290.01 | 14.72 | 14.05 | 0.67 | 0.67 | 0 | 9.16 | 16.03 | 7179 | 9933255 | 1383666 | 79.16 | 0.0079 | 0.0006 | 118.8576 | N
Fairless Works Energy Center | ST1 | Natural Gas | Combined Cycle | Operating | 263.7 | 263.7 | 18553.71 | 14.72 | 14.05 | 0.67 | 0.67 | 0 | 9.16 | 16.26 | 7179 | 11246700 | 1566624 | 67.63 | 0.0075 | 0.0006 | 118.8571 | N
Fairless Works Energy Center | ST2 | Natural Gas | Combined Cycle | Operating | 263.7 | 263.7 | 18817.41 | 14.72 | 14.05 | 0.67 | 0.67 | 0 | 9.16 | 16.17 | 7179 | 11906129 | 1658480 | 71.6 | 0.0075 | 0.0006 | 118.8571 | N
Liberty Electric Power | GTG1 | Natural Gas | Combined Cycle | Operating | 158.6 | 158.6 | 18976.01 | 14.86 | 14.15 | 0.71 | 0.71 | 0 | 10.47 | 16.22 | 7231 | 13547937 | 1219913 | 87.57 | 0.0103 | 0.0006 | 118.8571 | N
Liberty Electric Power | GTG2 | Natural Gas | Combined Cycle | Operating | 158.6 | 158.6 | 19134.61 | 14.86 | 14.15 | 0.71 | 0.71 | 0 | 10.47 | 16.1 | 7231 | 14743539 | 1336645 | 95.94 | 0.0111 | 0.0006 | 118.8572 | N
Liberty Electric Power | STG | Natural Gas | Combined Cycle | Operating | 223.8 | 223.8 | 19358.41 | 14.86 | 14.15 | 0.71 | 0.71 | 0 | 10.47 | 16.34 | 7231 | 1621239 | 1579982 | 80.37 | 0.0107 | 0.0006 | 118.8571 | N
PPL Ironwood | CT1 | Natural Gas | Combined Cycle | Operating | 252.7 | 252.7 | 19611.11 | 14.94 | 14.25 | 0.69 | 0.69 | 0 | 10.04 | 16.37 | 7284 | 19561827 | 1781138 | 80.24 | 0.0137 | 0.0006 | 118.857 | N
PPL Ironwood | CT2 | Natural Gas | Combined Cycle | Operating | 252 | 252 | 19863.11 | 14.94 | 14.25 | 0.69 | 0.69 | 0 | 10.04 | 16.36 | 7284 | 19753021 | 1795033 | 81.09 | 0.0134 | 0.0006 | 118.8571 | N
PPL Ironwood | ST4 | Natural Gas | Combined Cycle | Operating | 230.7 | 230.7 | 20093.81 | 14.94 | 14.25 | 0.69 | 0.69 | 0 | 10.04 | 16.22 | 7284 | 0 | 1821459 | 89.88 | 0.0135 | 0.0006 | 118.8571 | N
Mon Valley Works | GEN1 | Other Fuel | Steam Turbine | Out of Service | 30 | 30 | 20123.81 | 15 | 1.72 | 13.27 | 13.27 | 0 | 49.09 | 21.19 | 17985 | 4275535 | 237732 | 90.21 | 0.0321 | 0.029 | 534.59 | Y
Mon Valley Works | GEN2 | Other Fuel | Steam Turbine | Operating | 30 | 30 | 20153.81 | 15 | 1.73 | 13.27 | 13.27 | 0 | 49.09 | 32.09 | 18068 | 1557058 | 86178 | 32.7 | 0.0229 | 0.029 | 534.59 | Y
Mon Valley Works | GEN3 | Other Fuel | Steam Turbine | Operating | 1.9 | 1.9 | 20155.71 | 15 | 1.72 | 13.27 | 13.27 | 0 | 49.09 | NA | 18007 | 0 | 0 | 0 | 0.0231 | 0.029 | 534.59 | Y
Marcus Hook | CT13 | Natural Gas | Combined Cycle | Operating | 193 | 193 | 20348.71 | 15.06 | 14.3 | 0.77 | 0.77 | 0 | 9.56 | 16.74 | 7306 | 8035103 | 1099762 | 64.87 | 0.0129 | 0.0006 | 118.8566 | Y
Marcus Hook | CT1A | Natural Gas | Combined Cycle | Operating | 191.5 | 191.5 | 20540.21 | 15.06 | 14.3 | 0.77 | 0.77 | 0 | 9.56 | 16.63 | 7306 | 8502577 | 1163745 | 69.18 | 0.0128 | 0.0008 | 118.8581 | Y
Marcus Hook | CTIB | Natural Gas | Combined Cycle | Operating | 193 | 193 | 20733.21 | 15.06 | 14.3 | 0.77 | 0.77 | 0 | 9.56 | 16.75 | 7306 | 7996183 | 1094435 | 64.56 | 0.0138 | 0.0008 | 118.8583 | Y
Marcus Hook | STG | Natural Gas | Combined Cycle | Operating | 268 | 268 | 21001.21 | 15.06 | 14.3 | 0.77 | 0.77 | 0 | 9.56 | 16.59 | 7306 | 12218849 | 1672390 | 71.04 | 0.0253 | 0.0007 | 111.2122 | Y
American Eagle Paper Mills | TG3 | Coal | Steam Turbine | Retired | 2.5 | 2.5 | 21003.71 | 15.97 | 13.39 | 2.58 | 2.58 | 0 | 27.31 | NA | 5779 | NA | NA | NA | 0.199 | 0.48 | 205.84 | Y
American Eagle Paper Mills | TG4 | Coal | Steam Turbine | Retired | 4.5 | 4.5 | 21008.21 | 15.97 | 13.39 | 2.58 | 2.58 | 0 | 27.31 | NA | 5779 | NA | NA | NA | 0.199 | 0.48 | 205.84 | Y
American Eagle Paper Mills | TG5 | Coal | Steam Turbine | Retired | 3 | 3 | 21011.21 | 15.97 | 13.39 | 2.58 | 2.58 | 0 | 27.31 | NA | 5779 | NA | NA | NA | 0.199 | 0.48 | 205.84 | Y
American Eagle Paper Mills | TG6 | Coal | Steam Turbine | Retired | 7.1 | 7.1 | 21018.31 | 15.97 | 13.39 | 2.58 | 2.58 | 0 | 27.31 | NA | 5779 | NA | NA | NA | 0.199 | 0.48 | 205.84 | Y
Chester Operations | 5 | Coal | Steam Turbine | Operating | 67 | 67 | 21085.31 | 16.2 | 10.67 | 5.54 | 5.54 | 0 | 13.43 | NA | 7771 | NA | NA | NA | 0.0887 | 0.372 | 209.74 | Y
Hunlock Repowering | 3 | Natural Gas | Combined Cycle | Operating | 30.4 | 30.4 | 21115.71 | 16.41 | 15.65 | 0.76 | 0.76 | 0 | 10.99 | NA | 7997 | NA | NA | NA | 0.01 | 0.0006 | 118.8558 | N
Hunlock Repowering | 5 | Natural Gas | Combined Cycle | Operating | 49.7 | 49.7 | 21165.41 | 16.41 | 15.65 | 0.76 | 0.76 | 0 | 10.99 | NA | 7997 | NA | NA | NA | 0.0099 | 0.0006 | 118.8557 | N
Hunlock Repowering | 6 | Natural Gas | Combined Cycle | Operating | 49.8 | 49.8 | 21215.21 | 16.41 | 15.65 | 0.76 | 0.76 | 0 | 10.99 | NA | 7997 | NA | NA | NA | 0.01 | 0.0006 | 118.8559 | N
Wallenpaupack | WP1 | Water | Hydro | Operating | 22 | 22 | 21237.21 | 16.91 | 0 | 16.91 | 16.91 | 0 | 14.34 | NA | NA | NA | NA | NA | NA | NA | NA | N
Wallenpaupack | WP2 | Water | Hydro | Operating | 22 | 22 | 21259.21 | 16.91 | 0 | 16.91 | 16.91 | 0 | 14.34 | NA | NA | NA | NA | NA | NA | NA | NA | N
Bethlehem CC | CTG1 | Natural Gas | Combined Cycle | Operating | 118 | 118 | 21377.21 | 16.92 | 16.02 | 0.9 | 0.9 | 0 | 9.35 | 18.99 | 8102 | 7205365 | 531768 | 51.3 | 0.0053 | 0.0007 | 118.9624 | N
Bethlehem CC | CTG2 | Natural Gas | Combined Cycle | Operating | 127 | 127 | 21504.21 | 16.92 | 16.02 | 0.9 | 0.9 | 0 | 9.35 | 18.93 | 8102 | 7200925 | 588986 | 52.8 | 0.0067 | 0.0006 | 118.8969 | N
Bethlehem CC | CTG3 | Natural Gas | Combined Cycle | Operating | 127 | 127 | 21631.21 | 16.92 | 16.02 | 0.9 | 0.9 | 0 | 9.35 | 19 | 8102 | 7156988 | 569341 | 51.04 | 0.006 | 0.0007 | 119.0611 | N
Bethlehem CC | CTG5 | Natural Gas | Combined Cycle | Operating | 118 | 118 | 21749.21 | 16.92 | 16.02 | 0.9 | 0.9 | 0 | 9.35 | 19 | 8102 | 7211532 | 528832 | 51.02 | 0.0065 | 0.0008 | 119.0401 | N
Bethlehem CC | CTG6 | Natural Gas | Combined Cycle | Operating | 127 | 127 | 21876.21 | 16.92 | 16.02 | 0.9 | 0.9 | 0 | 9.35 | 18.87 | 8102 | 7532177 | 606534 | 54.37 | 0.0045 | 0.0007 | 118.966 | N
Bethlehem CC | CTG7 | Natural Gas | Combined Cycle | Operating | 127 | 127 | 22003.21 | 16.92 | 16.02 | 0.9 | 0.9 | 0 | 9.35 | 19.04 | 8102 | 6981841 | 559643 | 50.17 | 0.0058 | 0.0007 | 118.9063 | N
Bethlehem CC | STG4 | Natural Gas | Combined Cycle | Operating | 195 | 195 | 22198.21 | 16.92 | 16.02 | 0.9 | 0.9 | 0 | 9.35 | 18.77 | 8102 | 0 | 986109 | 57.57 | 0.0058 | 0.0007 | 118.9724 | N
Bethlehem CC | STG8 | Natural Gas | Combined Cycle | Operating | 195 | 195 | 22393.21 | 16.92 | 16.02 | 0.9 | 0.9 | 0 | 9.35 | 18.79 | 8102 | 0 | 971796 | 56.73 | 0.0058 | 0.0007 | 118.9724 | N
York Energy Center (Delta Power Project) | CTG1 | Natural Gas | Combined Cycle | Operating | 113 | 113 | 22506.21 | 17.24 | 15.88 | 1.36 | 1.36 | 0 | 9.17 | 20.27 | 8028 | 4194923 | 342258 | 34.48 | 0.0072 | 0.0012 | 118.9806 | N
York Energy Center (Delta Power Project) | CTG2 | Natural Gas | Combined Cycle | Operating | 122 | 122 | 22628.21 | 17.24 | 15.88 | 1.36 | 1.36 | 0 | 9.17 | 20.52 | 8028 | 4176050 | 340826 | 31.8 | 0.0064 | 0.0008 | 118.9704 | N
York Energy Center (Delta Power Project) | CTG3 | Natural Gas | Combined Cycle | Operating | 122 | 122 | 22750.21 | 17.24 | 15.88 | 1.36 | 1.36 | 0 | 9.17 | 20.59 | 8028 | 4091808 | 333869 | 31.15 | 0.006 | 0.0012 | 118.9903 | N
York Energy Center (Delta Power Project) | STG1 | Natural Gas | Combined Cycle | Operating | 188 | 188 | 22938.21 | 17.24 | 15.88 | 1.36 | 1.36 | 0 | 9.17 | 20.46 | 8028 | 0 | 535448 | 32.42 | 0.0065 | 0.001 | 118.9804 | N
Johnsonburg Mill | PT1 | Biomass | Steam Turbine | Operating | 49 | 49 | 22987.21 | 17.32 | 10.08 | 7.24 | 7.24 | 0 | 22.81 | 22.42 | 10739 | 2354107 | 219209 | 50.93 | 0.4359 | 0.029 | 120.44 | Y
Lower Mount Bethel | G1 | Natural Gas | Combined Cycle | Operating | 198.1 | 198.1 | 23185.31 | 17.77 | 16.99 | 0.78 | 0.78 | 0 | 9.95 | 19.37 | 7519 | 14879866 | 1231293 | 70.76 | 0.01 | 0.0006 | 118.8574 | N
Lower Mount Bethel | G2 | Natural Gas | Combined Cycle | Operating | 196.9 | 196.9 | 23382.21 | 17.77 | 16.99 | 0.78 | 0.78 | 0 | 9.95 | 19.35 | 7519 | 14743714 | 1237639 | 71.56 | 0.0099 | 0.0006 | 118.8577 | N
Lower Mount Bethel | G3 | Natural Gas | Combined Cycle | Operating | 232.5 | 232.5 | 23614.71 | 17.77 | 16.99 | 0.78 | 0.78 | 0 | 9.95 | 19.34 | 7519 | 0 | 1470712 | 72.01 | 0.01 | 0.0006 | 118.8575 | N
P.H. Glatfelter Company - Pennsylvania | GEN1 | Coal | Steam Turbine | Operating | 5 | 5 | 23619.71 | 17.93 | 15.36 | 2.58 | 2.58 | 0 | 27.31 | NA | 5471 | NA | NA | NA | 0.3468 | 0.48 | 205.84 | Y
P.H. Glatfelter Company - Pennsylvania | GEN2 | Coal | Steam Turbine | Operating | 3.9 | 3.9 | 23623.61 | 17.93 | 15.36 | 2.58 | 2.58 | 0 | 27.31 | NA | 5471 | NA | NA | NA | 0.3468 | 0.48 | 205.84 | Y
P.H. Glatfelter Company - Pennsylvania | GEN4 | Coal | Steam Turbine | Operating | 8 | 8 | 23631.61 | 17.93 | 15.35 | 2.58 | 2.58 | 0 | 27.31 | NA | 5471 | NA | NA | NA | 0.4703 | 0.48 | 205.84 | Y
P.H. Glatfelter Company - Pennsylvania | GEN5 | Coal | Steam Turbine | Operating | 33.1 | 33.1 | 23664.71 | 17.93 | 15.36 | 2.58 | 2.58 | 0 | 27.31 | NA | 5471 | NA | NA | NA | 0.5196 | 0.48 | 205.84 | Y
P.H. Glatfelter Company - Pennsylvania | GEN3 | Coal | Steam Turbine | Operating | 4.3 | 4.3 | 23669.01 | 17.94 | 15.36 | 2.58 | 2.58 | 0 | 27.31 | NA | 5473 | NA | NA | NA | 0.3468 | 0.48 | 205.84 | Y
Townsend Hydro | GEN1 | Water | Hydro | Operating | 2.1 | 2.1 | 23671.11 | 17.95 | 0 | 17.95 | 17.95 | 0 | 32.54 | NA | NA | NA | NA | NA | NA | NA | NA | N
Townsend Hydro | GEN2 | Water | Hydro | Operating | 2.1 | 2.1 | 23673.21 | 17.95 | 0 | 17.95 | 17.95 | 0 | 32.54 | NA | NA | NA | NA | NA | NA | NA | NA | N
Allegheny Energy Units 12 & 13 (Chambersburg) | UN12 | Natural Gas | Combustion Turbine | Operating | 44 | 44 | 23717.21 | 19.11 | 17.24 | 1.87 | 1.87 | 0 | 3.62 | NA | 10231 | NA | NA | NA | 0.0799 | 0.0007 | 118.854 | N
Allegheny Energy Units 12 & 13 (Chambersburg) | UN13 | Natural Gas | Combustion Turbine | Operating | 44 | 44 | 23761.21 | 19.3 | 17.44 | 1.87 | 1.87 | 0 | 3.62 | NA | 10345 | NA | NA | NA | 0.0809 | 0.0007 | 118.8615 | N
Armstrong County | 1 | Natural Gas | Combustion Turbine | Operating | 169 | 169 | 23930.21 | 19.31 | 17.75 | 1.56 | 1.56 | 0 | 3.15 | 21.1 | 10351 | 3087529 | 298288 | 20.09 | 0.0295 | 0.0006 | 118.8995 | N
Armstrong County | 2 | Natural Gas | Combustion Turbine | Operating | 169 | 169 | 24099.21 | 19.39 | 17.83 | 1.56 | 1.56 | 0 | 3.15 | 21.17 | 10398 | 3113532 | 299443 | 20.17 | 0.03 | 0.0006 | 118.8861 | N
Armstrong County | 3 | Natural Gas | Combustion Turbine | Operating | 169 | 169 | 24268.21 | 19.47 | 17.91 | 1.56 | 1.56 | 0 | 3.15 | 21.23 | 10442 | 3150078 | 301682 | 20.32 | 0.0318 | 0.0006 | 118.9986 | N
Armstrong County | 4 | Natural Gas | Combustion Turbine | Operating | 169 | 169 | 24437.21 | 19.54 | 17.98 | 1.56 | 1.56 | 0 | 3.15 | 21.49 | 10482 | 2856439 | 272498 | 18.36 | 0.0293 | 0.0006 | 118.8904 | N
Allegheny Energy Units 1 and 2 (Springdale) | UNT1 | Natural Gas | Combustion Turbine | Operating | 44 | 44 | 24481.21 | 20.27 | 17.66 | 2.6 | 2.6 | 0 | 3.69 | NA | 10372 | NA | NA | NA | 0.0767 | 0.0007 | 118.8516 | N
Allegheny Energy Units 1 and 2 (Springdale) | UNT2 | Natural Gas | Combustion Turbine | Operating | 44 | 44 | 24525.21 | 20.48 | 17.87 | 2.6 | 2.6 | 0 | 3.69 | NA | 10495 | NA | NA | NA | 0.0711 | 0.0007 | 118.859 | N
Bruce Mansfield | 1 | Coal | Steam Turbine | Operating | 830 | 830 | 25355.21 | 20.52 | 17.64 | 2.88 | 2.88 | 0 | 28.41 | 28.61 | 9677 | 28179238 | 2912106 | 39.94 | 0.1525 | 0.2787 | 209.7599 | N
Colver Power Project | COLV | Coal | Steam Turbine | Operating | 110 | 110 | 25465.21 | 20.74 | 18.26 | 2.47 | 2.47 | 0 | 23.26 | NA | 11090 | NA | NA | NA | 0.1584 | 0.5122 | 216.77 | N
Ebensburg Power Company | GEN1 | Coal | Steam Turbine | Operating | 50 | 50 | 25515.21 | 20.84 | 18.26 | 2.58 | 2.58 | 0 | 27.31 | NA | 15021 | NA | NA | NA | 0.1012 | 0.5598 | 226.8588 | Y
Mount Carmel Cogeneration | TG1 | Coal | Steam Turbine | Operating | 40 | 40 | 25555.21 | 20.84 | 18.26 | 2.58 | 2.58 | 0 | 27.31 | NA | 12065 | NA | NA | NA | 0.0756 | 0.1943 | 235.481 | Y
Northeastern Power Cogeneration Facility | GEN1 | Coal | Steam Turbine | Operating | 52 | 52 | 25607.21 | 20.84 | 18.26 | 2.58 | 2.58 | 0 | 27.31 | NA | 14726 | NA | NA | NA | 0.0624 | 0.1751 | 233.6979 | Y
Westwood Generating Station | GEN1 | Coal | Steam Turbine | Operating | 30 | 30 | 25637.21 | 20.84 | 18.26 | 2.58 | 2.58 | 0 | 27.31 | NA | 16143 | NA | NA | NA | 0.1149 | 0.1867 | 234.8935 | N
Wheelabrator Frackville Energy Company | GEN1 | Coal | Steam Turbine | Operating | 42.5 | 42.5 | 25679.71 | 20.84 | 18.26 | 2.58 | 2.58 | 0 | 27.31 | NA | 14768 | NA | NA | NA | 0.1233 | 0.185 | 224.5871 | Y
Handsome Lake Energy | GT02 | Natural Gas | Combustion Turbine | Operating | 53.5 | 53.5 | 25733.21 | 20.86 | 17.98 | 2.88 | 2.88 | 0 | 3.29 | 27.85 | 10560 | 266397 | 25227 | 5.37 | 0.0942 | 0.0007 | 117.7705 | N
Allegheny Energy Units 8 and 9 (Gans Plant) | UNT9 | Natural Gas | Combustion Turbine | Operating | 44 | 44 | 25777.21 | 20.89 | 16.96 | 3.93 | 3.93 | 0 | 3.65 | NA | 9960 | NA | NA | NA | 0.0736 | 0.0007 | 118.8524 | N
Handsome Lake Energy | GT03 | Natural Gas | Combustion Turbine | Operating | 53.5 | 53.5 | 25830.71 | 20.96 | 18.08 | 2.88 | 2.88 | 0 | 3.29 | 30.6 | 10615 | 193918 | 18269 | 3.89 | 0.1317 | 0.0007 | 117.8481 | N
Allegheny Energy Units 8 and 9 (Gans Plant) | UNT8 | Natural Gas | Combustion Turbine | Operating | 44 | 44 | 25874.71 | 20.99 | 17.06 | 3.93 | 3.93 | 0 | 3.65 | NA | 10020 | NA | NA | NA | 0.0759 | 0.0006 | 118.8575 | N
East Campus Plant | CT1 | Natural Gas | Combustion Turbine | Operating | 8.4 | 8.4 | 25883.11 | 21 | 19.56 | 1.44 | 1.44 | 0 | 4.6 | NA | 11605 | NA | NA | NA | 0.059 | 0.002 | 119.31 | Y
Handsome Lake Energy | GT01 | Natural Gas | Combustion Turbine | Operating | 53.5 | 53.5 | 25936.61 | 21.01 | 18.13 | 2.88 | 2.88 | 0 | 3.29 | 28.64 | 10644 | 245709 | 23084 | 4.91 | 0.1007 | 0.0007 | 117.9344 | N
St. Nicholas Cogeneration | SNCP | Coal | Steam Turbine | Operating | 87.8 | 87.8 | 26024.41 | 21.06 | 18.26 | 2.8 | 2.8 | 0 | 19.23 | NA | 13884 | NA | NA | NA | 0.0406 | 0.2347 | 243.7557 | Y
John B Rich Memorial Power Station | GEN1 | Coal | Steam Turbine | Operating | 80 | 80 | 26104.41 | 21.1 | 18.26 | 2.84 | 2.84 | 0 | 17.17 | NA | 7090 | NA | NA | NA | 0.0666 | 0.1765 | 257.007 | Y
Handsome Lake Energy | GT04 | Natural Gas | Combustion Turbine | Operating | 53.5 | 53.5 | 26157.91 | 21.12 | 18.24 | 2.88 | 2.88 | 0 | 3.29 | 23.23 | 10709 | 891307 | 83232 | 17.71 | 0.1183 | 0.0007 | 117.9077 | N
Cambria Cogeneration | GEN1 | Coal | Steam Turbine | Operating | 88 | 88 | 26245.91 | 21.25 | 18.26 | 2.99 | 2.99 | 0 | 19.7 | NA | 12049 | NA | NA | NA | 0.2402 | 0.5434 | 219.7472 | Y
Archbald Power Station | GEN5 | Biomass | Combustion Turbine | Operating | 4.6 | 4.6 | 26250.51 | 21.31 | 19.87 | 1.44 | 1.44 | 0 | 3.86 | NA | 11384 | NA | NA | NA | 0.0764 | 0.0006 | 118.8703 | N
Archbald Power Station | GEN6 | Biomass | Combustion Turbine | Operating | 4.6 | 4.6 | 26255.11 | 21.31 | 19.87 | 1.44 | 1.44 | 0 | 3.86 | NA | 11384 | NA | NA | NA | 0.0764 | 0.0006 | 118.8703 | N
Broad Mountain Landfill Facility | GEN1 | Biomass | Combustion Turbine | Operating | 4.5 | 4.5 | 26259.61 | 21.31 | 19.87 | 1.44 | 1.44 | 0 | 5.2 | NA | 17307 | NA | NA | NA | 0.169 | 0.029 | 114.79 | N
Broad Mountain Landfill Facility | GEN2 | Biomass | Combustion Turbine | Operating | 4.5 | 4.5 | 26264.11 | 21.31 | 19.87 | 1.44 | 1.44 | 0 | 5.2 | NA | 17307 | NA | NA | NA | 0.169 | 0.029 | 114.79 | N
Dart Container Corp Cogen | LFGT1 | Biomass | Combustion Turbine | Operating | 5.2 | 5.2 | 26269.31 | 21.31 | 19.87 | 1.44 | 1.44 | 0 | 4.02 | NA | 13041 | NA | NA | NA | 0.169 | 0.029 | 114.79 | Y
Dart Container Corp Cogen | LFGT2 | Biomass | Combustion Turbine | Operating | 5.2 | 5.2 | 26274.51 | 21.31 | 19.87 | 1.44 | 1.44 | 0 | 4.02 | NA | 13041 | NA | NA | NA | 0.169 | 0.029 | 114.79 | Y
Green Knight Energy Center | TG1 | Biomass | Combustion Turbine | Operating | 2.9 | 2.9 | 26277.41 | 21.31 | 19.87 | 1.44 | 1.44 | 0 | 8.13 | NA | 20810 | NA | NA | NA | 0.169 | 0.029 | 114.79 | N
Green Knight Energy Center | TG2 | Biomass | Combustion Turbine | Operating | 2.9 | 2.9 | 26280.31 | 21.31 | 19.87 | 1.44 | 1.44 | 0 | 8.13 | NA | 20810 | NA | NA | NA | 0.169 | 0.029 | 114.79 | N
Green Knight Energy Center | TG3 | Biomass | Combustion Turbine | Operating | 2.9 | 2.9 | 26283.21 | 21.31 | 19.87 | 1.44 | 1.44 | 0 | 8.13 | NA | 20810 | NA | NA | NA | 0.169 | 0.029 | 114.79 | N
Bethlehem Landfill | 1 | Biomass | Combustion Turbine | Operating | 5.4 | 5.4 | 26288.61 | 21.46 | 19.87 | 1.59 | 1.59 | 0 | 7.16 | NA | 20434 | NA | NA | NA | 0.169 | 0.029 | 114.79 | N
Panther Creek | GEN1 | Coal | Steam Turbine | Operating | 83 | 83 | 26371.61 | 21.8 | 18.26 | 3.54 | 3.54 | 0 | 19.53 | NA | 15302 | NA | NA | NA | 0.1215 | 0.1231 | 216.77 | N
Bruce Mansfield | 2 | Coal | Steam Turbine | Operating | 830 | 830 | 27201.61 | 21.88 | 19 | 2.88 | 2.88 | 0 | 28.41 | 27.81 | 10423 | 41392185 | 3971106 | 54.47 | 0.1345 | 0.2278 | 209.7598 | N
Bruce Mansfield | 3 | Coal | Steam Turbine | Operating | 850 | 850 | 28051.61 | 21.94 | 19.07 | 2.88 | 2.88 | 0 | 28.41 | 27.05 | 10461 | 49490404 | 4731142 | 63.37 | 0.1892 | 0.3441 | 209.7601 | N
Clairton Works | GEN1 | Other Fuel | Steam Turbine | Operating | 18 | 18 | 28069.61 | 22.5 | 1.97 | 20.53 | 20.53 | 0 | 87.84 | 33.78 | 4327 | 606145 | 140097 | 88.61 | 0.1758 | 0.011 | 118.16 | Y
Northampton | GEN1 | Coal | Steam Turbine | Operating | 112 | 112 | 28181.61 | 22.51 | 18.26 | 4.25 | 4.25 | 0 | 23.39 | NA | 11250 | NA | NA | NA | 0.089 | 0.1087 | 237.4621 | Y
West Campus Plant | WC 4 | Natural Gas | Steam Turbine | Operating | 2.6 | 2.6 | 28184.21 | 22.58 | 19.64 | 2.93 | 2.93 | 0 | 11.17 | NA | 11655 | NA | NA | NA | 0.153 | 0.029 | 120.44 | Y
West Campus Plant | WC 5 | Natural Gas | Steam Turbine | Operating | 2.6 | 2.6 | 28186.81 | 22.58 | 19.64 | 2.93 | 2.93 | 0 | 11.17 | NA | 11655 | NA | NA | NA | 0.153 | 0.029 | 120.44 | Y
Cheswick | 1 | Coal | Steam Turbine | Operating | 563 | 563 | 28749.81 | 22.72 | 18.6 | 4.12 | 4.12 | 0 | 26.62 | 30.4 | 10752 | 20972094 | 1950566 | 39.44 | 0.3931 | 0.1947 | 204.4965 | N
Glades Pike Cogeneration Plant (CT) | SOLAR | Biomass | Combustion Turbine | Operating | 2.5 | 2.5 | 28752.31 | 22.78 | 19.87 | 2.91 | 2.91 | 0 | 8.11 | NA | 13889 | NA | NA | NA | 0.169 | 0.029 | 114.79 | Y
Clairton Works | GEN3 | Other Fuel | Steam Turbine | Operating | 9.4 | 9.4 | 28761.71 | 22.99 | 2.46 | 20.53 | 20.53 | 0 | 87.84 | 56.42 | 5403 | 133444 | 24700 | 29.91 | 0.1443 | 0.011 | 118.16 | Y
Scrubgrass | GEN1 | Coal | Steam Turbine | Operating | 86.1 | 86.1 | 28847.81 | 24.41 | 18.26 | 6.15 | 6.15 | 0 | 20.38 | NA | 13589 | NA | NA | NA | 0.1488 | 0.3037 | 212.8388 | Y
Mahoning Creek | 8107 | Water | Hydro | Operating | 6.7 | 6.7 | 28854.51 | 24.51 | 0 | 24.51 | 24.51 | 0 | 8.43 | NA | NA | NA | NA | NA | NA | NA | NA | N
Conemaugh | 2 | Coal | Steam Turbine | Operating | 850 | 850 | 29704.51 | 25.16 | 22.56 | 2.6 | 2.6 | 0 | 28.11 | 30.76 | 9830 | 41906656 | 4263102 | 57.1 | 0.2086 | 0.0828 | 204.1031 | N
Newman & Company Inc. | 1 | Natural Gas | Steam Turbine | Operating | 1.8 | 1.8 | 29706.31 | 25.19 | 22.26 | 2.93 | 2.93 | 0 | 11.17 | NA | 11374 | NA | NA | NA | 0.153 | 0.029 | 120.44 | Y
Keystone | 1 | Coal | Steam Turbine | Operating | 850 | 850 | 30556.31 | 25.5 | 23.09 | 2.42 | 2.42 | 0 | 28.06 | 30.1 | 10165 | 52677894 | 5182256 | 69.41 | 0.2475 | 0.4304 | 205.1999 | N
Seward Waste Coal | FB1 | Coal | Steam Turbine | Operating | 521 | 521 | 31077.31 | 25.52 | 22.92 | 2.6 | 2.6 | 0 | 28.22 | 30.78 | 10624 | 29719155 | 2797312 | 61.12 | 0.1143 | 0.4783 | 205.0336 | N
Conemaugh | 1 | Coal | Steam Turbine | Operating | 850 | 850 | 31927.31 | 25.53 | 22.92 | 2.6 | 2.6 | 0 | 28.11 | 30.35 | 9990 | 49510290 | 4955845 | 66.38 | 0.2587 | 0.0724 | 204.9148 | N
Keystone | 2 | Coal | Steam Turbine | Operating | 850 | 850 | 32777.31 | 25.59 | 23.18 | 2.42 | 2.42 | 0 | 28.06 | 30.33 | 10206 | 51364905 | 5032900 | 67.41 | 0.2598 | 0.4182 | 205.2001 | N
Bucknell University | G001 | Natural Gas | Combined Cycle | Operating | 5.5 | 5.5 | 32782.81 | 26.16 | 17.94 | 8.22 | 8.22 | 0 | 26.37 | NA | 10642 | NA | NA | NA | 0.02 | 0.001 | 118.4 | Y
Bucknell University | G502 | Natural Gas | Combined Cycle | Operating | 1.2 | 1.2 | 32784.01 | 26.16 | 17.94 | 8.22 | 8.22 | 0 | 26.37 | NA | 10642 | NA | NA | NA | 0.02 | 0.001 | 118.4 | Y
Homer City | 3 | Coal | Steam Turbine | Operating | 651.7 | 651.7 | 33435.71 | 26.35 | 22.67 | 3.68 | 3.68 | 0 | 28.17 | 34.22 | 10252 | 23932944 | 2334496 | 40.78 | 0.3231 | 0.2699 | 205.2001 | N
Martins Creek 3 and 4 | 4 | Natural Gas | Steam Turbine | Operating | 868.3 | 868.3 | 34304.01 | 27.02 | 25.21 | 1.81 | 1.81 | 0 | 9.83 | 30.94 | 11030 | 24034474 | 2179009 | 28.57 | 0.1765 | 0.0048 | 120.0297 | N
Homer City | 2 | Coal | Steam Turbine | Operating | 623.9 | 623.9 | 34927.91 | 27.1 | 23.42 | 3.68 | 3.68 | 0 | 28.17 | 36.17 | 10587 | 20503995 | 1936644 | 35.34 | 0.3569 | 1.4514 | 205.2005 | N
Archbald Power Station | Gen2 | Natural Gas | Combustion Turbine | Operating | 50 | 50 | 34977.91 | 27.16 | 25.73 | 1.44 | 1.44 | 0 | 3.86 | NA | 11384 | NA | NA | NA | 0.0764 | 0.0006 | 118.8703 | N
Martins Creek 3 and 4 | 3 | Natural Gas | Steam Turbine | Operating | 861.4 | 861.4 | 35839.31 | 27.28 | 25.47 | 1.81 | 1.81 | 0 | 9.83 | 31.07 | 11143 | 24842915 | 2229467 | 29.46 | 0.1623 | 0.0051 | 119.2338 | N
Homer City | 1 | Coal | Steam Turbine | Operating | 625.5 | 625.5 | 36464.81 | 27.36 | 23.68 | 3.68 | 3.68 | 0 | 28.17 | 34.84 | 10709 | 25239145 | 2356923 | 42.9 | 0.2964 | 0.2009 | 205.1999 | N
Handsome Lake Energy | GT05 | Natural Gas | Combustion Turbine | Operating | 53.5 | 53.5 | 36518.31 | 27.41 | 24.53 | 2.88 | 2.88 | 0 | 3.29 | 47.94 | 14403 | 123630 | 8584 | 1.83 | 0.1651 | 0.0007 | 117.8617 | N
York Cogeneration | GT#1 | Natural Gas | Combined Cycle | Operating | 7.46 | 7.46 | 36525.77 | 27.61 | 19.39 | 8.22 | 8.22 | 0 | 26.37 | NA | 9907 | NA | NA | NA | 0.02 | 0.001 | 118.4 | Y
York Cogeneration | GT#2 | Natural Gas | Combined Cycle | Operating | 7.46 | 7.46 | 36533.23 | 27.61 | 19.39 | 8.22 | 8.22 | 0 | 26.37 | NA | 9907 | NA | NA | NA | 0.02 | 0.001 | 118.4 | Y
York Cogeneration | GT#5 | Natural Gas | Combined Cycle | Operating | 7.46 | 7.46 | 36540.69 | 27.61 | 19.39 | 8.22 | 8.22 | 0 | 26.37 | NA | 9907 | NA | NA | NA | 0.02 | 0.001 | 118.4 | Y
York Cogeneration | GT#6 | Natural Gas | Combined Cycle | Operating | 7.46 | 7.46 | 36548.15 | 27.61 | 19.39 | 8.22 | 8.22 | 0 | 26.37 | NA | 9907 | NA | NA | NA | 0.02 | 0.001 | 118.4 | Y
York Cogeneration | ST#1 | Natural Gas | Combined Cycle | Operating | 8.54 | 8.54 | 36556.69 | 27.61 | 19.39 | 8.22 | 8.22 | 0 | 26.37 | NA | 9907 | NA | NA | NA | 0.02 | 0.001 | 118.4 | Y
York Cogeneration | ST#2 | Natural Gas | Combined Cycle | Operating | 8.54 | 8.54 | 36565.23 | 27.61 | 19.39 | 8.22 | 8.22 | 0 | 26.37 | NA | 9907 | NA | NA | NA | 0.02 | 0.001 | 118.4 | Y
Spring House IC Plant | GEN 1 | Natural Gas | Internal Combustion | Operating | 3.8 | 3.8 | 36569.03 | 28.38 | 14.5 | 13.88 | 13.88 | 0 | 13.14 | NA | 8601 | NA | NA | NA | NA | NA | NA | N
Brunot Island CC | 2A | Natural Gas | Combined Cycle | Operating | 54 | 54 | 36623.03 | 28.56 | 20.34 | 8.22 | 8.22 | 0 | 20.92 | 127.4 | 11942 | 186724 | 11430 | 2.41 | 0.0309 | 0.0006 | 118.8692 | N
Brunot Island CC | 2B | Natural Gas | Combined Cycle | Operating | 56.7 | 56.7 | 36679.73 | 28.56 | 20.34 | 8.22 | 8.22 | 0 | 20.92 | 149.3 | 11942 | 167158 | 9825 | 1.97 | 0.0286 | 0.0006 | 118.8702 | N
Brunot Island CC | 3 | Natural Gas | Combined Cycle | Operating | 57.7 | 57.7 | 36737.43 | 28.56 | 20.34 | 8.22 | 8.22 | 0 | 20.92 | 121.76 | 11942 | 223704 | 12952 | 2.56 | 0.036 | 0.0006 | 118.8655 | N
Brunot Island CC | ST4 | Natural Gas | Combined Cycle | Operating | 101 | 101 | 36838.43 | 28.56 | 20.34 | 8.22 | 8.22 | 0 | 20.92 | 145.67 | 11942 | 46366 | 18043 | 2.03 | 0.0322 | 0.0006 | 118.868 | N
Brunner Island | 3 | Natural Gas | Steam Turbine | Operating | 760.6 | 760.6 | 37599.03 | 29.79 | 27.66 | 2.13 | 2.13 | 0 | 10.27 | 34.25 | 10659 | 18688335 | 1753306 | 26.24 | 0.3794 | 0.4175 | 199.5658 | N
Montour | 2 | Coal | Steam Turbine | Operating | 768.4 | 768.4 | 38367.43 | 29.92 | 25.49 | 4.43 | 4.43 | 0 | 28.05 | 39.68 | 9983 | 22045328 | 2208299 | 32.72 | 0.3743 | 0.3743 | 205.2001 | N
Warrior Ridge Hydroelectric | L-1 | Water | Hydro | Operating | 0.7 | 0.7 | 38368.13 | 30.14 | 0 | 30.14 | 30.14 | 0 | 48.4 | NA | NA | NA | NA | NA | NA | NA | NA | N
Warrior Ridge Hydroelectric | L-2 | Water | Hydro | Operating | 0.7 | 0.7 | 38368.83 | 30.14 | 0 | 30.14 | 30.14 | 0 | 48.4 | NA | NA | NA | NA | NA | NA | NA | NA | N
Warrior Ridge Hydroelectric | L-4 | Water | Hydro | Operating | 0.7 | 0.7 | 38369.53 | 30.14 | 0 | 30.14 | 30.14 | 0 | 48.4 | NA | NA | NA | NA | NA | NA | NA | NA | N
Warrior Ridge Hydroelectric | L-5 | Water | Hydro | Operating | 0.7 | 0.7 | 38370.23 | 30.14 | 0 | 30.14 | 30.14 | 0 | 48.4 | NA | NA | NA | NA | NA | NA | NA | NA | N
Gettysburg Energy & Nutrient Recovery Facility (GENRF) | GENRF | Biomass | Steam Turbine | Operating | 2.7 | 2.7 | 38372.93 | 30.35 | 26.15 | 4.2 | 4.2 | 0 | 74.97 | NA | 10474 | NA | NA | NA | 0.414 | 0.047 | 206.45 | N
Montour | 11 | Coal | Steam Turbine | Operating | 11.8 | 11.8 | 38384.73 | 30.45 | 26.02 | 4.43 | 4.43 | 0 | 28.05 | NA | 10189 | 342 | 0 | 0 | 0.3808 | 0.3609 | 205.2 | N
Brunner Island | 2 | Natural Gas | Steam Turbine | Operating | 378 | 378 | 38762.73 | 30.69 | 28.57 | 2.13 | 2.13 | 0 | 10.27 | 33.93 | 11007 | 13200778 | 1199354 | 36.12 | 0.3195 | 0.2069 | 204.5261 | N
Muddy Run Pumped Storage Facility | 1 | Water | Pumped Storage | Operating | 134 | 134 | 38896.73 | 30.73 | 28.29 | 2.44 | 2.44 | 0 | 3.92 | 34.06 | NA | NA | 157588 | 13.39 | NA | NA | NA | N
Muddy Run Pumped Storage Facility | 2 | Water | Pumped Storage | Operating | 133 | 133 | 39029.73 | 30.73 | 28.29 | 2.44 | 2.44 | 0 | 3.92 | 34.06 | NA | NA | 156412 | 13.39 | NA | NA | NA | N
Muddy Run Pumped Storage Facility | 3 | Water | Pumped Storage | Operating | 134 | 134 | 39163.73 | 30.73 | 28.29 | 2.44 | 2.44 | 0 | 3.92 | 34.06 | NA | NA | 157588 | 13.39 | NA | NA | NA | N
Muddy Run Pumped Storage Facility | 4 | Water | Pumped Storage | Operating | 134 | 134 | 39297.73 | 30.73 | 28.29 | 2.44 | 2.44 | 0 | 3.92 | 34.06 | NA | NA | 157588 | 13.39 | NA | NA | NA | N
Muddy Run Pumped Storage Facility | 5 | Water | Pumped Storage | Operating | 134 | 134 | 39431.73 | 30.73 | 28.29 | 2.44 | 2.44 | 0 | 3.92 | 34.06 | NA | NA | 157588 | 13.39 | NA | NA | NA | N
Muddy Run Pumped Storage Facility | 6 | Water | Pumped Storage | Operating | 133 | 133 | 39564.73 | 30.73 | 28.29 | 2.44 | 2.44 | 0 | 3.92 | 34.06 | NA | NA | 156412 | 13.39 | NA | NA | NA | N
Muddy Run Pumped Storage Facility | 7 | Water | Pumped Storage | Operating | 134 | 134 | 39698.73 | 30.73 | 28.29 | 2.44 | 2.44 | 0 | 3.92 | 34.06 | NA | NA | 157588 | 13.39 | NA | NA | NA | N
Muddy Run Pumped Storage Facility | 8 | Water | Pumped Storage | Operating | 134 | 134 | 39832.73 | 30.73 | 28.29 | 2.44 | 2.44 | 0 | 3.92 | 34.06 | NA | NA | 157588 | 13.39 | NA | NA | NA | N
Montour | 1 | Coal | Steam Turbine | Operating | 768.3 | 768.3 | 40601.03 | 30.98 | 26.55 | 4.43 | 4.43 | 0 | 28.05 | 40.92 | 10399 | 22563214 | 2169709 | 32.15 | 0.387 | 0.3482 | 205.1999 | N
Indiana University of Pennsylvania | GEN1 | Natural Gas | Internal Combustion | Operating | 6 | 6 | 40607.03 | 31.66 | 16.1 | 15.56 | 15.56 | 0 | 12.75 | NA | 9456 | NA | NA | NA | NA | NA | NA | Y
Indiana University of Pennsylvania | GEN2 | Natural Gas | Internal Combustion | Operating | 6 | 6 | 40613.03 | 31.66 | 16.1 | 15.56 | 15.56 | 0 | 12.75 | NA | 9456 | NA | NA | NA | NA | NA | NA | Y
Indiana University of Pennsylvania | GEN3 | Natural Gas | Internal Combustion | Operating | 6 | 6 | 40619.03 | 31.66 | 16.1 | 15.56 | 15.56 | 0 | 12.75 | NA | 9456 | NA | NA | NA | NA | NA | NA | Y
Indiana University of Pennsylvania | GEN4 | Natural Gas | Internal Combustion | Operating | 6 | 6 | 40625.03 | 31.66 | 16.1 | 15.56 | 15.56 | 0 | 12.75 | NA | 9456 | NA | NA | NA | NA | NA | NA | Y
Keystone Landfill | NO 1 | Biomass | Internal Combustion | Operating | 0.7 | 0.7 | 40625.73 | 32.4 | 19.43 | 12.97 | 12.97 | 0 | 10.78 | NA | 13563 | NA | NA | NA | NA | NA | NA | N
Keystone Landfill | NO 2 | Biomass | Internal Combustion | Operating | 0.7 | 0.7 | 40626.43 | 32.4 | 19.43 | 12.97 | 12.97 | 0 | 10.78 | NA | 13563 | NA | NA | NA | NA | NA | NA | N
Keystone Landfill | NO 3 | Biomass | Internal Combustion | Operating | 0.7 | 0.7 | 40627.13 | 32.4 | 19.43 | 12.97 | 12.97 | 0 | 10.78 | NA | 13563 | NA | NA | NA | NA | NA | NA | N
Keystone Landfill | NO 4 | Biomass | Internal Combustion | Operating | 0.7 | 0.7 | 40627.83 | 32.4 | 19.43 | 12.97 | 12.97 | 0 | 10.78 | NA | 13563 | NA | NA | NA | NA | NA | NA | N
Keystone Landfill | NO 5 | Biomass | Internal Combustion | Operating | 0.7 | 0.7 | 40628.53 | 32.4 | 19.43 | 12.97 | 12.97 | 0 | 10.78 | NA | 13563 | NA | NA | NA | NA | NA | NA | N
Keystone Landfill | NO 6 | Biomass | Internal Combustion | Operating | 0.7 | 0.7 | 40629.23 | 32.4 | 19.43 | 12.97 | 12.97 | 0 | 10.78 | NA | 13563 | NA | NA | NA | NA | NA | NA | N
Keystone Landfill | NO 7 | Biomass | Internal Combustion | Operating | 0.7 | 0.7 | 40629.93 | 32.4 | 19.43 | 12.97 | 12.97 | 0 | 10.78 | NA | 13563 | NA | NA | NA | NA | NA | NA | N
Tullytown Landfill Gas Facility | GEN1 | Biomass | Internal Combustion | Operating | 1.6 | 1.6 | 40631.53 | 32.54 | 19.43 | 13.12 | 13.12 | 0 | 12.66 | NA | 10548 | NA | NA | NA | NA | NA | NA | N
Lakeview Gas Recovery | GEN1 | Biomass | Internal Combustion | Operating | 3 | 3 | 40634.53 | 32.55 | 19.43 | 13.12 | 13.12 | 0 | 11.5 | NA | 11255 | NA | NA | NA | NA | NA | NA | N
Lakeview Gas Recovery | GEN2 | Biomass | Internal Combustion | Operating | 3 | 3 | 40637.53 | 32.55 | 19.43 | 13.12 | 13.12 | 0 | 11.5 | NA | 11255 | NA | NA | NA | NA | NA | NA | N
IESI Blue Ridge Landfill | GEN1 | Biomass | Internal Combustion | Operating | 1.6 | 1.6 | 40639.13 | 32.68 | 19.43 | 13.26 | 13.26 | 0 | 13.29 | NA | 11260 | NA | NA | NA | NA | NA | NA | N
IESI Blue Ridge Landfill | GEN2 | Biomass | Internal Combustion | Operating | 1.6 | 1.6 | 40640.73 | 32.68 | 19.43 | 13.26 | 13.26 | 0 | 13.29 | NA | 11260 | NA | NA | NA | NA | NA | NA | N
IESI Blue Ridge Landfill | GEN3 | Biomass | Internal Combustion | Operating | 1.6 | 1.6 | 40642.33 | 32.68 | 19.43 | 13.26 | 13.26 | 0 | 13.29 | NA | 11260 | NA | NA | NA | NA | NA | NA | N
IESI Blue Ridge Landfill | GEN4 | Biomass | Internal Combustion | Operating | 1.6 | 1.6 | 40643.93 | 32.68 | 19.43 | 13.26 | 13.26 | 0 | 13.29 | NA | 11260 | NA | NA | NA | NA | NA | NA | N
Shippensburg (Cumberland County) Landfill | GEN 1 | Biomass | Internal Combustion | Operating | 1.6 | 1.6 | 40645.53 | 32.68 | 19.43 | 13.25 | 13.25 | 0 | 12.87 | NA | 10968 | NA | NA | NA | NA | NA | NA | N
Shippensburg (Cumberland County) Landfill | GEN 2 | Biomass | Internal Combustion | Operating | 1.6 | 1.6 | 40647.13 | 32.68 | 19.43 | 13.25 | 13.25 | 0 | 12.87 | NA | 10968 | NA | NA | NA | NA | NA | NA | N
Shippensburg (Cumberland County) Landfill | GEN 3 | Biomass | Internal Combustion | Operating | 1.6 | 1.6 | 40648.73 | 32.68 | 19.43 | 13.25 | 13.25 | 0 | 12.87 | NA | 10968 | NA | NA | NA | NA | NA | NA | N
Shippensburg (Cumberland County) Landfill | GEN 4 | Biomass | Internal Combustion | Operating | 1.6 | 1.6 | 40650.33 | 32.68 | 19.43 | 13.25 | 13.25 | 0 | 12.87 | NA | 10968 | NA | NA | NA | NA | NA | NA | N
Northern Tier Landfill | GEN 1 | Biomass | Internal Combustion | Operating | 1.6 | 1.6 | 40651.93 | 32.8 | 19.43 | 13.37 | 13.37 | 0 | 11 | NA | 11294 | NA | NA | NA | NA | NA | NA | N
Beaver Dam Gas Project | GEN1 | Natural Gas | Internal Combustion | Operating | 3.98 | 3.98 | 40655.91 | 32.81 | 18.67 | 14.14 | 14.14 | 0 | 9.71 | NA | 11075 | NA | NA | NA | NA | NA | NA | N
Beaver Dam Gas Project | GEN2 | Natural Gas | Internal Combustion | Operating | 3.98 | 3.98 | 40659.89 | 32.81 | 18.67 | 14.14 | 14.14 | 0 | 9.71 | NA | 11075 | NA | NA | NA | NA | NA | NA | N
Beaver Dam Gas Project | GEN3 | Natural Gas | Internal Combustion | Operating | 3.98 | 3.98 | 40663.87 | 32.81 | 18.67 | 14.14 | 14.14 | 0 | 9.71 | NA | 11075 | NA | NA | NA | NA | NA | NA | N
Beaver Dam Gas Project | GEN4 | Natural Gas | Internal Combustion | Operating | 3.98 | 3.98 | 40667.85 | 32.81 | 18.67 | 14.14 | 14.14 | 0 | 9.71 | NA | 11075 | NA | NA | NA | NA | NA | NA | N
Beaver Dam Gas Project | GEN5 | Natural Gas | Internal Combustion | Operating | 3.98 | 3.98 | 40671.83 | 32.81 | 18.67 | 14.14 | 14.14 | 0 | 9.71 | NA | 11075 | NA | NA | NA | NA | NA | NA | N
Pioneer Crossing Landfill | LFG1 | Biomass | Internal Combustion | Operating | 1.6 | 1.6 | 40673.43 | 32.81 | 19.43 | 13.38 | 13.38 | 0 | 12.91 | NA | 11266 | NA | NA | NA | NA | NA | NA | N
Pioneer Crossing Landfill | LFG2 | Biomass | Internal Combustion | Operating | 1.6 | 1.6 | 40675.03 | 32.81 | 19.43 | 13.38 | 13.38 | 0 | 12.91 | NA | 11266 | NA | NA | NA | NA | NA | NA | N
Pioneer Crossing Landfill | LFG3 | Biomass | Internal Combustion | Operating | 1.6 | 1.6 | 40676.63 | 32.81 | 19.43 | 13.38 | 13.38 | 0 | 12.91 | NA | 11266 | NA | NA | NA | NA | NA | NA | N
Pioneer Crossing Landfill | LFG4 | Biomass | Internal Combustion | Operating | 1.6 | 1.6 | 40678.23 | 32.81 | 19.43 | 13.38 | 13.38 | 0 | 12.91 | NA | 11266 | NA | NA | NA | NA | NA | NA | N
Pioneer Crossing Landfill | LFG5 | Biomass | Internal Combustion | Operating | 1.6 | 1.6 | 40679.83 | 32.81 | 19.43 | 13.38 | 13.38 | 0 | 12.91 | NA | 11266 | NA | NA | NA | NA | NA | NA | N
Arden Landfill | GEN1 | Biomass | Internal Combustion | Operating | 0.8 | 0.8 | 40680.63 | 32.85 | 19.43 | 13.43 | 13.43 | 0 | 12.66 | NA | 12412 | NA | NA | NA | NA | NA | NA | N
Arden Landfill | GEN2 | Biomass | Internal Combustion | Operating | 0.8 | 0.8 | 40681.43 | 32.85 | 19.43 | 13.43 | 13.43 | 0 | 12.66 | NA | 12412 | NA | NA | NA | NA | NA | NA | N
Arden Landfill | GEN3 | Biomass | Internal Combustion | Operating | 0.8 | 0.8 | 40682.23 | 32.85 | 19.43 | 13.43 | 13.43 | 0 | 12.66 | NA | 12412 | NA | NA | NA | NA | NA | NA | N
Arden Landfill | GEN4 | Biomass | Internal Combustion | Operating | 0.8 | 0.8 | 40683.03 | 32.85 | 19.43 | 13.43 | 13.43 | 0 | 12.66 | NA | 12412 | NA | NA | NA | NA | NA | NA | N
Arden Landfill | GEN5 | Biomass | Internal Combustion | Operating | 0.8 | 0.8 | 40683.83 | 32.85 | 19.43 | 13.43 | 13.43 | 0 | 12.66 | NA | 12412 | NA | NA | NA | NA | NA | NA | N
Arden Landfill | GEN6 | Biomass | Internal Combustion | Operating | 0.8 | 0.8 | 40684.63 | 32.85 | 19.43 | 13.43 | 13.43 | 0 | 12.66 | NA | 12412 | NA | NA | NA | NA | NA | NA | N
Allenwood (PPLRE Lycoming County Landfill Project) | 1 | Biomass | Internal Combustion | Operating | 1.6 | 1.6 | 40686.23 | 32.94 | 19.43 | 13.52 | 13.52 | 0 | 12.87 | NA | 10739 | NA | NA | NA | NA | NA | NA | N
Allenwood (PPLRE Lycoming County Landfill Project) | 2 | Biomass | Internal Combustion | Operating | 1.6 | 1.6 | 40687.83 | 32.94 | 19.43 | 13.52 | 13.52 | 0 | 12.87 | NA | 10739 | NA | NA | NA | NA | NA | NA | N
Zook Generating Station (L&S Sweetners) | GEN1 | Biomass | Internal Combustion | Operating | 1.6 | 1.6 | 40689.43 | 32.98 | 19.43 | 13.55 | 13.55 | 0 | 13.08 | NA | 11229 | NA | NA | NA | NA | NA | NA | N
Zook Generating Station (L&S Sweetners) | GEN2 | Biomass | Internal Combustion | Operating | 1.6 | 1.6 | 40691.03 | 32.98 | 19.43 | 13.55 | 13.55 | 0 | 13.08 | NA | 11229 | NA | NA | NA | NA | NA | NA | N
Lycoming County Landfill Project (PPL Renewable) | 1 | Biomass | Internal Combustion | Operating | 1.5 | 1.5 | 40692.53 | 33.18 | 19.43 | 13.76 | 13.76 | 0 | 12.83 | NA | 11465 | NA | NA | NA | NA | NA | NA | N
Lycoming County Landfill Project (PPL Renewable) | 2 | Biomass | Internal Combustion | Operating | 1.5 | 1.5 | 40694.03 | 33.18 | 19.43 | 13.76 | 13.76 | 0 | 12.83 | NA | 11465 | NA | NA | NA | NA | NA | NA | N
Archbald Cogeneration | GEN1 | Biomass | Steam Turbine | Operating | 20 | 20 | 40714.03 | 33.23 | 18.37 | 14.85 | 14.85 | 0 | 64.71 | NA | 14732 | NA | NA | NA | 0.041 | 0.027 | 171.5 | Y
PWD Northeast WPCP Biogas Cogen | NBG1 | Biomass | Internal Combustion | Operating | 1.4 | 1.4 | 40715.43 | 33.35 | 19.43 | 13.92 | 13.92 | 0 | 13.26 | NA | 9236 | NA | NA | NA | NA | NA | NA | Y
PWD Northeast WPCP Biogas Cogen | NBG2 | Biomass | Internal Combustion | Operating | 1.4 | 1.4 | 40716.83 | 33.35 | 19.43 | 13.92 | 13.92 | 0 | 13.26 | NA | 9236 | NA | NA | NA | NA | NA | NA | Y
PWD Northeast WPCP Biogas Cogen | NBG3 | Biomass | Internal Combustion | Operating | 1.4 | 1.4 | 40718.23 | 33.35 | 19.43 | 13.92 | 13.92 | 0 | 13.26 | NA | 9236 | NA | NA | NA | NA | NA | NA | Y
PWD Northeast WPCP Biogas Cogen | NBG4 | Biomass | Internal Combustion | Operating | 1.4 | 1.4 | 40719.63 | 33.35 | 19.43 | 13.92 | 13.92 | 0 | 13.26 | NA | 9236 | NA | NA | NA | NA | NA | NA | Y
Glendon Plant | 1 | Biomass | Internal Combustion | Operating | 1.6 | 1.6 | 40721.23 | 33.36 | 19.43 | 13.94 | 13.94 | 0 | 12.66 | NA | 10115 | NA | NA | NA | NA | NA | NA | N
Glendon Plant | 2 | Biomass | Internal Combustion | Operating | 1.6 | 1.6 | 40722.83 | 33.36 | 19.43 | 13.94 | 13.94 | 0 | 12.66 | NA | 10115 | NA | NA | NA | NA | NA | NA | N
Honey Brook Generating Station (Granger) | 1 | Biomass | Internal Combustion | Operating | 1.6 | 1.6 | 40724.43 | 33.4 | 19.43 | 13.98 | 13.98 | 0 | 11.62 | NA | 15282 | NA | NA | NA | NA | NA | NA | N
Honey Brook Generating Station (Granger) | 2 | Biomass | Internal Combustion | Operating | 1.6 | 1.6 | 40726.03 | 33.4 | 19.43 | 13.98 | 13.98 | 0 | 11.62 | NA | 15282 | NA | NA | NA | NA | NA | NA | N
Glades Pike Cogeneration Plant IC | CAT1 | Biomass | Internal Combustion | Operating | 1.4 | 1.4 | 40727.43 | 33.43 | 19.43 | 14 | 14 | 0 | 12.54 | NA | 7791 | NA | NA | NA | NA | NA | NA | Y
Glades Pike Cogeneration Plant IC | CAT2 | Biomass | Internal Combustion | Operating | 1.4 | 1.4 | 40728.83 | 33.43 | 19.43 | 14 | 14 | 0 | 12.54 | NA | 7791 | NA | NA | NA | NA | NA | NA | Y
Kinzua Pumped Storage Project (Seneca) | 1 | Water | Pumped Storage | Operating | 237 | 237 | 40965.83 | 33.47 | 29.74 | 3.73 | 3.73 | 0 | 5.08 | 38.04 | NA | NA | 263161 | 12.64 | NA | NA | NA | N
Kinzua Pumped Storage Project (Seneca) | 2 | Water | Pumped Storage | Operating | 245 | 245 | 41210.83 | 33.47 | 29.74 | 3.73 | 3.73 | 0 | 5.08 | 38.04 | NA | NA | 272044 | 12.64 | NA | NA | NA | N
Kinzua Pumped Storage Project (Seneca) | 3 | Water | Pumped Storage | Operating | 31 | 31 | 41241.83 | 33.47 | 29.74 | 3.73 | 3.73 | 0 | 5.08 | 38.04 | NA | NA | 34422 | 12.64 | NA | NA | NA | N
Andromeda One A Biomass Plant | 1 | Biomass | Internal Combustion | Operating | 4 | 4 | 41245.83 | 33.78 | 27.65 | 6.13 | 6.13 | 0 | 23.96 | NA | 11075 | NA | NA | NA | NA | NA | NA | N
Greater Lebanon Refuse Authority Landfill | GEN1 | Biomass | Internal Combustion | Operating | 1.6 | 1.6 | 41247.43 | 33.87 | 19.43 | 14.45 | 14.45 | 0 | 11.83 | NA | 11007 | NA | NA | NA | NA | NA | NA | N
Greater Lebanon Refuse Authority Landfill | GEN2 | Biomass | Internal Combustion | Operating | 1.6 | 1.6 | 41249.03 | 33.87 | 19.43 | 14.45 | 14.45 | 0 | 11.83 | NA | 11007 | NA | NA | NA | NA | NA | NA | N
Frey Farm Landfill | GEN1 | Biomass | Internal Combustion | Operating | 1.6 | 1.6 | 41250.63 | 34.09 | 19.43 | 14.67 | 14.67 | 0 | 11.62 | NA | 11084 | NA | NA | NA | NA | NA | NA | Y
Frey Farm Landfill | GEN2 | Biomass | Internal Combustion | Operating | 1.6 | 1.6 | 41252.23 | 34.09 | 19.43 | 14.67 | 14.67 | 0 | 11.62 | NA | 11084 | NA | NA | NA | NA | NA | NA | Y
New Castle | 4 | Natural Gas | Steam Turbine | Operating | 92 | 92 | 41344.23 | 35.59 | 31.9 | 3.69 | 3.69 | 0 | 15.49 | 40.72 | 11070 | 3073245 | 277618 | 34.35 | 0.1804 | 0.4942 | 140.4356 | N
Brunner Island | 1 | Natural Gas | Steam Turbine | Retired | 321 | 321 | 41665.23 | 36.03 | 33.9 | 2.13 | 2.13 | 0 | 10.27 | 46.52 | 13063 | 4107178 | 314425 | 11.15 | 0.362 | 0.3039 | 203.6616 | N
SECCRA Community Landfill | 1 | Biomass | Internal Combustion | Operating | 0.9 | 0.9 | 41666.13 | 36.36 | 19.43 | 16.93 | 16.93 | 0 | 11.37 | NA | 10659 | NA | NA | NA | NA | NA | NA | N
SECCRA Community Landfill | 3 | Biomass | Internal Combustion | Operating | 1.6 | 1.6 | 41667.73 | 36.36 | 19.43 | 16.93 | 16.93 | 0 | 11.37 | NA | 10659 | NA | NA | NA | NA | NA | NA | N
New Castle | 5 | Natural Gas | Steam Turbine | Operating | 135 | 135 | 41802.73 | 36.48 | 32.79 | 3.69 | 3.69 | 0 | 15.49 | 41.95 | 11380 | 4357506 | 382895 | 32.29 | 0.1691 | 0.3615 | 135.3642 | N
Morgantown Generating Station | GEMT | Biomass | Internal Combustion | Operating | 1.6 | 1.6 | 41804.33 | 36.61 | 19.43 | 17.18 | 17.18 | 0 | 43.19 | NA | 11075 | NA | NA | NA | NA | NA | NA | N
New Castle | 3 | Natural Gas | Steam Turbine | Operating | 93 | 93 | 41897.33 | 36.72 | 33.02 | 3.69 | 3.69 | 0 | 15.49 | 44.98 | 11461 | 1998101 | 174338 | 21.34 | 0.1379 | 0.1146 | 124.0355 | N
Blossburg | 1 | Natural Gas | Combustion Turbine | Operating | 24 | 24 | 41921.33 | 36.87 | 24.85 | 12.02 | 12.02 | 0 | 8.83 | NA | 14744 | NA | NA | NA | 0.059 | 0.002 | 119.31 | N
Mountain View Landfill | 1 | Biomass | Internal Combustion | Operating | 0.3 | 0.3 | 41921.63 | 40.12 | 19.43 | 20.7 | 20.7 | 0 | 12.94 | NA | 10866 | NA | NA | NA | NA | NA | NA | N
Mountain View Landfill | 10 | Biomass | Internal Combustion | Operating | 0.3 | 0.3 | 41921.93 | 40.12 | 19.43 | 20.7 | 20.7 | 0 | 12.94 | NA | 10866 | NA | NA | NA | NA | NA | NA | N
Mountain View Landfill | 11 | Biomass | Internal Combustion | Operating | 0.3 | 0.3 | 41922.23 | 40.12 | 19.43 | 20.7 | 20.7 | 0 | 12.94 | NA | 10866 | NA | NA | NA | NA | NA | NA | N
Mountain View Landfill | 12 | Biomass | Internal Combustion | Operating | 0.3 | 0.3 | 41922.53 | 40.12 | 19.43 | 20.7 | 20.7 | 0 | 12.94 | NA | 10866 | NA | NA | NA | NA | NA | NA | N
Mountain View Landfill | 13 | Biomass | Internal Combustion | Operating | 0.3 | 0.3 | 41922.83 | 40.12 | 19.43 | 20.7 | 20.7 | 0 | 12.94 | NA | 10866 | NA | NA | NA | NA | NA | NA | N
Mountain View Landfill | 14 | Biomass | Internal Combustion | Operating | 0.3 | 0.3 | 41923.13 | 40.12 | 19.43 | 20.7 | 20.7 | 0 | 12.94 | NA | 10866 | NA | NA | NA | NA | NA | NA | N
Mountain View Landfill | 15 | Biomass | Internal Combustion | Operating | 0.3 | 0.3 | 41923.43 | 40.12 | 19.43 | 20.7 | 20.7 | 0 | 12.94 | NA | 10866 | NA | NA | NA | NA | NA | NA | N
Mountain View Landfill | 16 | Biomass | Internal Combustion | Operating | 0.3 | 0.3 | 41923.73 | 40.12 | 19.43 | 20.7 | 20.7 | 0 | 12.94 | NA | 10866 | NA | NA | NA | NA | NA | NA | N
Mountain View Landfill | 17 | Biomass | Internal Combustion | Operating | 0.3 | 0.3 | 41924.03 | 40.12 | 19.43 | 20.7 | 20.7 | 0 | 12.94 | NA | 10866 | NA | NA | NA | NA | NA | NA | N
Mountain View Landfill | 18 | Biomass | Internal Combustion | Operating | 0.3 | 0.3 | 41924.33 | 40.12 | 19.43 | 20.7 | 20.7 | 0 | 12.94 | NA | 10866 | NA | NA | NA | NA | NA | NA | N
Mountain View Landfill | 19 | Biomass | Internal Combustion | Operating | 0.3 | 0.3 | 41924.63 | 40.12 | 19.43 | 20.7 | 20.7 | 0 | 12.94 | NA | 10866 | NA | NA | NA | NA | NA | NA | N
Mountain View Landfill | 2 | Biomass | Internal Combustion | Operating | 0.3 | 0.3 | 41924.93 | 40.12 | 19.43 | 20.7 | 20.7 | 0 | 12.94 | NA | 10866 | NA | NA | NA | NA | NA | NA | N
Mountain View Landfill | 20 | Biomass | Internal Combustion | Operating | 0.3 | 0.3 | 41925.23 | 40.12 | 19.43 | 20.7 | 20.7 | 0 | 12.94 | NA | 10866 | NA | NA | NA | NA | NA | NA | N
Mountain View Landfill | 21 | Biomass | Internal Combustion | Operating | 0.3 | 0.3 | 41925.53 | 40.12 | 19.43 | 20.7 | 20.7 | 0 | 12.94 | NA | 10866 | NA | NA | NA | NA | NA | NA | N
Mountain View Landfill | 22 | Biomass | Internal Combustion | Operating | 0.3 | 0.3 | 41925.83 | 40.12 | 19.43 | 20.7 | 20.7 | 0 | 12.94 | NA | 10866 | NA | NA | NA | NA | NA | NA | N
Mountain View Landfill | 23 | Biomass | Internal Combustion | Operating | 0.3 | 0.3 | 41926.13 | 40.12 | 19.43 | 20.7 | 20.7 | 0 | 12.94 | NA | 10866 | NA | NA | NA | NA | NA | NA | N
Mountain View Landfill | 24 | Biomass | Internal Combustion | Operating | 0.3 | 0.3 | 41926.43 | 40.12 | 19.43 | 20.7 | 20.7 | 0 | 12.94 | NA | 10866 | NA | NA | NA | NA | NA | NA | N
Mountain View Landfill | 25 | Biomass | Internal Combustion | Operating | 0.3 | 0.3 | 41926.73 | 40.12 | 19.43 | 20.7 | 20.7 | 0 | 12.94 | NA | 10866 | NA | NA | NA | NA | NA | NA | N
Mountain View Landfill | 26 | Biomass | Internal Combustion | Operating | 0.3 | 0.3 | 41927.03 | 40.12 | 19.43 | 20.7 | 20.7 | 0 | 12.94 | NA | 10866 | NA | NA | NA | NA | NA | NA | N
Mountain View Landfill | 27 | Biomass | Internal Combustion | Operating | 0.3 | 0.3 | 41927.33 | 40.12 | 19.43 | 20.7 | 20.7 | 0 | 12.94 | NA | 10866 | NA | NA | NA | NA | NA | NA | N
Mountain View Landfill | 28 | Biomass | Internal Combustion | Operating | 0.3 | 0.3 | 41927.63 | 40.12 | 19.43 | 20.7 | 20.7 | 0 | 12.94 | NA | 10866 | NA | NA | NA | NA | NA | NA | N
Mountain View Landfill | 29 | Biomass | Internal Combustion | Operating | 0.3 | 0.3 | 41927.93 | 40.12 | 19.43 | 20.7 | 20.7 | 0 | 12.94 | NA | 10866 | NA | NA | NA | NA | NA | NA | N
Mountain View Landfill | 3 | Biomass | Internal Combustion | Operating | 0.3 | 0.3 | 41928.23 | 40.12 | 19.43 | 20.7 | 20.7 | 0 | 12.94 | NA | 10866 | NA | NA | NA | NA | NA | NA | N
Mountain View Landfill | 30 | Biomass | Internal Combustion | Operating | 0.3 | 0.3 | 41928.53 | 40.12 | 19.43 | 20.7 | 20.7 | 0 | 12.94 | NA | 10866 | NA | NA | NA | NA | NA | NA | N
Mountain View Landfill | 31 | Biomass | Internal Combustion | Operating | 0.3 | 0.3 | 41928.83 | 40.12 | 19.43 | 20.7 | 20.7 | 0 | 12.94 | NA | 10866 | NA | NA | NA | NA | NA | NA | N
Mountain View Landfill | 32 | Biomass | Internal Combustion | Operating | 0.3 | 0.3 | 41929.13 | 40.12 | 19.43 | 20.7 | 20.7 | 0 | 12.94 | NA | 10866 | NA | NA | NA | NA | NA | NA | N
Mountain View Landfill | 33 | Biomass | Internal Combustion | Operating | 0.3 | 0.3 | 41929.43 | 40.12 | 19.43 | 20.7 | 20.7 | 0 | 12.94 | NA | 10866 | NA | NA | NA | NA | NA | NA | N
Mountain View Landfill | 34 | Biomass | Internal Combustion | Operating | 0.3 | 0.3 | 41929.73 | 40.12 | 19.43 | 20.7 | 20.7 | 0 | 12.94 | NA | 10866 | NA | NA | NA | NA | NA | NA | N
Mountain View Landfill | 35 | Biomass | Internal Combustion | Operating | 0.3 | 0.3 | 41930.03 | 40.12 | 19.43 | 20.7 | 20.7 | 0 | 12.94 | NA | 10866 | NA | NA | NA | NA | NA | NA | N
Mountain View Landfill | 36 | Biomass | Internal Combustion | Operating | 0.3 | 0.3 | 41930.33 | 40.12 | 19.43 | 20.7 | 20.7 | 0 | 12.94 | NA | 10866 | NA | NA | NA | NA | NA | NA | N
Mountain View Landfill | 37 | Biomass | Internal Combustion | Operating | 0.3 | 0.3 | 41930.63 | 40.12 | 19.43 | 20.7 | 20.7 | 0 | 12.94 | NA | 10866 | NA | NA | NA | NA | NA | NA | N
Mountain View Landfill | 38 | Biomass | Internal Combustion | Operating | 0.3 | 0.3 | 41930.93 | 40.12 | 19.43 | 20.7 | 20.7 | 0 | 12.94 | NA | 10866 | NA | NA | NA | NA | NA | NA | N
Mountain View Landfill | 39 | Biomass | Internal Combustion | Operating | 0.3 | 0.3 | 41931.23 | 40.12 | 19.43 | 20.7 | 20.7 | 0 | 12.94 | NA | 10866 | NA | NA | NA | NA | NA | NA | N
Mountain View Landfill | 4 | Biomass | Internal Combustion | Operating | 0.3 | 0.3 | 41931.53 | 40.12 | 19.43 | 20.7 | 20.7 | 0 | 12.94 | NA | 10866 | NA | NA | NA | NA | NA | NA | N
Mountain View Landfill | 40 | Biomass | Internal Combustion | Operating | 0.3 | 0.3 | 41931.83 | 40.12 | 19.43 | 20.7 | 20.7 | 0 | 12.94 | NA | 10866 | NA | NA | NA | NA | NA | NA | N
Mountain View Landfill | 41 | Biomass | Internal Combustion | Operating | 0.3 | 0.3 | 41932.13 | 40.12 | 19.43 | 20.7 | 20.7 | 0 | 12.94 | NA | 10866 | NA | NA | NA | NA | NA | NA | N
Mountain View Landfill | 42 | Biomass | Internal Combustion | Operating | 0.3 | 0.3 | 41932.43 | 40.12 | 19.43 | 20.7 | 20.7 | 0 | 12.94 | NA | 10866 | NA | NA | NA | NA | NA | NA | N
Mountain View Landfill | 43 | Biomass | Internal Combustion | Operating | 0.3 | 0.3 | 41932.73 | 40.12 | 19.43 | 20.7 | 20.7 | 0 | 12.94 | NA | 10866 | NA | NA | NA | NA | NA | NA | N
Mountain View Landfill | 44 | Biomass | Internal Combustion | Operating | 0.3 | 0.3 | 41933.03 | 40.12 | 19.43 | 20.7 | 20.7 | 0 | 12.94 | NA | 10866 | NA | NA | NA | NA | NA | NA | N
Mountain View Landfill | 45 | Biomass | Internal Combustion | Operating | 0.3 | 0.3 | 41933.33 | 40.12 | 19.43 | 20.7 | 20.7 | 0 | 12.94 | NA | 10866 | NA | NA | NA | NA | NA | NA | N
Mountain View Landfill | 46 | Biomass | Internal Combustion | Operating | 0.3 | 0.3 | 41933.63 | 40.12 | 19.43 | 20.7 | 20.7 | 0 | 12.94 | NA | 10866 | NA | NA | NA | NA | NA | NA | N
Mountain View Landfill | 47 | Biomass | Internal Combustion | Operating | 0.3 | 0.3 | 41933.93 | 40.12 | 19.43 | 20.7 | 20.7 | 0 | 12.94 | NA | 10866 | NA | NA | NA | NA | NA | NA | N
Mountain View Landfill | 48 | Biomass | Internal Combustion | Operating | 0.3 | 0.3 | 41934.23 | 40.12 | 19.43 | 20.7 | 20.7 | 0 | 12.94 | NA | 10866 | NA | NA | NA | NA | NA | NA | N
Mountain View Landfill | 5 | Biomass | Internal Combustion | Operating | 0.3 | 0.3 | 41934.53 | 40.12 | 19.43 | 20.7 | 20.7 | 0 | 12.94 | NA | 10866 | NA | NA | NA | NA | NA | NA | N
Mountain View Landfill | 6 | Biomass | Internal Combustion | Operating | 0.3 | 0.3 | 41934.83 | 40.12 | 19.43 | 20.7 | 20.7 | 0 | 12.94 | NA | 10866 | NA | NA | NA | NA | NA | NA | N
Mountain View Landfill | 7 | Biomass | Internal Combustion | Operating | 0.3 | 0.3 | 41935.13 | 40.12 | 19.43 | 20.7 | 20.7 | 0 | 12.94 | NA | 10866 | NA | NA | NA | NA | NA | NA | N
Mountain View Landfill | 8 | Biomass | Internal Combustion | Operating | 0.3 | 0.3 | 41935.43 | 40.12 | 19.43 | 20.7 | 20.7 | 0 | 12.94 | NA | 10866 | NA | NA | NA | NA | NA | NA | N
Mountain View Landfill | 9 | Biomass | Internal Combustion | Operating | 0.3 | 0.3 | 41935.73 | 40.12 | 19.43 | 20.7 | 20.7 | 0 | 12.94 | NA | 10866 | NA | NA | NA | NA | NA | NA | N
Viking Energy of Northumberland | GEN1 | Biomass | Steam Turbine | Mothballed | 16.2 | 16.2 | 41951.93 | 43.09 | 38.88 | 4.2 | 4.2 | 0 | 74.97 | NA | 15741 | NA | NA | NA | 0.185 | 0.121 | 208.19 | Y
Paxton Creek Cogeneration | GEN1 | Natural Gas | Internal Combustion | Operating | 6 | 6 | 41957.93 | 51.59 | 14.94 | 36.64 | 36.64 | 0 | 11.89 | NA | 8867 | NA | NA | NA | NA | NA | NA | Y
Paxton Creek Cogeneration | GEN2 | Natural Gas | Internal Combustion | Operating | 6 | 6 | 41963.93 | 51.59 | 14.94 | 36.64 | 36.64 | 0 | 11.89 | NA | 8867 | NA | NA | NA | NA | NA | NA | Y
Shawville | 3 | Natural Gas | Steam Turbine | Operating | 169 | 169 | 42132.93 | 52.77 | 35.94 | 16.83 | 16.83 | 0 | 12.45 | 82.57 | 12306 | 868988 | 70613 | 4.76 | 0.0813 | 0.006 | 118.5566 | N
Roundtop | GEN1 | Natural Gas | Internal Combustion | Operating | 4.2 | 4.2 | 42137.13 | 53.16 | 15.82 | 37.33 | 37.33 | 0 | 35.98 | NA | 9389 | NA | NA | NA | NA | NA | NA | N
Roundtop | GEN2 | Natural Gas | Internal Combustion | Operating | 4.2 | 4.2 | 42141.33 | 53.16 | 15.82 | 37.33 | 37.33 | 0 | 35.98 | NA | 9389 | NA | NA | NA | NA | NA | NA | N
Roundtop | GEN3 | Natural Gas | Internal Combustion | Operating | 4.2 | 4.2 | 42145.53 | 53.16 | 15.82 | 37.33 | 37.33 | 0 | 35.98 | NA | 9389 | NA | NA | NA | NA | NA | NA | N
Roundtop | GEN4 | Natural Gas | Internal Combustion | Operating | 4.2 | 4.2 | 42149.73 | 53.16 | 15.82 | 37.33 | 37.33 | 0 | 35.98 | NA | 9389 | NA | NA | NA | NA | NA | NA | N
Roundtop | GEN5 | Natural Gas | Internal Combustion | Operating | 4.2 | 4.2 | 42153.93 | 53.16 | 15.82 | 37.33 | 37.33 | 0 | 35.98 | NA | 9389 | NA | NA | NA | NA | NA | NA | N
Philadelphia Refinery | GEN1 | Other Fuel | Steam Turbine | Operating | 6.6 | 6.6 | 42160.53 | 54.24 | 0 | 54.24 | 54.24 | 0 | 138.7 | NA | 17156 | NA | NA | NA | 0.0415 | 0.011 | 118.16 | Y
Philadelphia Refinery | GEN2 | Other Fuel | Steam Turbine | Operating | 6 | 6 | 42166.53 | 54.24 | 0 | 54.24 | 54.24 | 0 | 138.7 | NA | 17156 | NA | NA | NA | 0.0416 | 0.011 | 118.16 | Y
Philadelphia Refinery | GEN3 | Other Fuel | Steam Turbine | Operating | 6.8 | 6.8 | 42173.33 | 54.24 | 0 | 54.24 | 54.24 | 0 | 138.7 | NA | 17156 | NA | NA | NA | 0.0416 | 0.011 | 118.16 | Y
Pine Grove Landfill | 1 | Biomass | Internal Combustion | Operating | 0.3 | 0.3 | 42173.63 | 54.6 | 19.43 | 35.18 | 35.18 | 0 | 12.63 | NA | 12260 | NA | NA | NA | NA | NA | NA | N
Pine Grove Landfill | 10 | Biomass | Internal Combustion | Operating | 0.3 | 0.3 | 42173.93 | 54.6 | 19.43 | 35.18 | 35.18 | 0 | 12.63 | NA | 12260 | NA | NA | NA | NA | NA | NA | N
Pine Grove Landfill | 11 | Biomass | Internal Combustion | Operating | 0.3 | 0.3 | 42174.23 | 54.6 | 19.43 | 35.18 | 35.18 | 0 | 12.63 | NA | 12260 | NA | NA | NA | NA | NA | NA | N
Pine Grove Landfill | 12 | Biomass | Internal Combustion | Operating | 0.3 | 0.3 | 42174.53 | 54.6 | 19.43 | 35.18 | 35.18 | 0 | 12.63 | NA | 12260 | NA | NA | NA | NA | NA | NA | N
Pine Grove Landfill | 13 | Biomass | Internal Combustion | Operating | 0.3 | 0.3 | 42174.83 | 54.6 | 19.43 | 35.18 | 35.18 | 0 | 12.63 | NA | 12260 | NA | NA | NA | NA | NA | NA | N
Pine Grove Landfill | 14 | Biomass | Internal Combustion | Operating | 0.3 | 0.3 | 42175.13 | 54.6 | 19.43 | 35.18 | 35.18 | 0 | 12.63 | NA | 12260 | NA | NA | NA | NA | NA | NA | N
Pine Grove Landfill | 15 | Biomass | Internal Combustion | Operating | 0.3 | 0.3 | 42175.43 | 54.6 | 19.43 | 35.18 | 35.18 | 0 | 12.63 | NA | 12260 | NA | NA | NA | NA | NA | NA | N
Pine Grove Landfill | 16 | Biomass | Internal Combustion | Operating | 0.3 | 0.3 | 42175.73 | 54.6 | 19.43 | 35.18 | 35.18 | 0 | 12.63 | NA | 12260 | NA | NA | NA | NA | NA | NA | N
Pine Grove Landfill | 17 | Biomass | Internal Combustion | Operating | 0.3 | 0.3 | 42176.03 | 54.6 | 19.43 | 35.18 | 35.18 | 0 | 12.63 | NA | 12260 | NA | NA | NA | NA | NA | NA | N
Pine Grove Landfill | 18 | Biomass | Internal Combustion | Operating | 0.3 | 0.3 | 42176.33 | 54.6 | 19.43 | 35.18 | 35.18 | 0 | 12.63 | NA | 12260 | NA | NA | NA | NA | NA | NA | N
Pine Grove Landfill | 2 | Biomass | Internal Combustion | Operating | 0.3 | 0.3 | 42176.63 | 54.6 | 19.43 | 35.18 | 35.18 | 0 | 12.63 | NA | 12260 | NA | NA | NA | NA | NA | NA | N
Pine Grove Landfill | 3 | Biomass | Internal Combustion | Operating | 0.3 | 0.3 | 42176.93 | 54.6 | 19.43 | 35.18 | 35.18 | 0 | 12.63 | NA | 12260 | NA | NA | NA | NA | NA | NA | N
Pine Grove Landfill | 4 | Biomass | Internal Combustion | Operating | 0.3 | 0.3 | 42177.23 | 54.6 | 19.43 | 35.18 | 35.18 | 0 | 12.63 | NA | 12260 | NA | NA | NA | NA | NA | NA | N
Pine Grove Landfill | 5 | Biomass | Internal Combustion | Operating | 0.3 | 0.3 | 42177.53 | 54.6 | 19.43 | 35.18 | 35.18 | 0 | 12.63 | NA | 12260 | NA | NA | NA | NA | NA | NA | N
Pine Grove Landfill | 6 | Biomass | Internal Combustion | Operating | 0.3 | 0.3 | 42177.83 | 54.6 | 19.43 | 35.18 | 35.18 | 0 | 12.63 | NA | 12260 | NA | NA | NA | NA | NA | NA | N
Pine Grove Landfill | 7 | Biomass | Internal Combustion | Operating | 0.3 | 0.3 | 42178.13 | 54.6 | 19.43 | 35.18 | 35.18 | 0 | 12.63 | NA | 12260 | NA | NA | NA | NA | NA | NA | N
Pine Grove Landfill | 8 | Biomass | Internal Combustion | Operating | 0.3 | 0.3 | 42178.43 | 54.6 | 19.43 | 35.18 | 35.18 | 0 | 12.63 | NA | 12260 | NA | NA | NA | NA | NA | NA | N
Pine Grove Landfill | 9 | Biomass | Internal Combustion | Operating | 0.3 | 0.3 | 42178.73 | 54.6 | 19.43 | 35.18 | 35.18 | 0 | 12.63 | NA | 12260 | NA | NA | NA | NA | NA | NA | N
Shawville | 4 | Natural Gas | Steam Turbine | Operating | 169 | 169 | 42347.73 | 55.25 | 38.42 | 16.83 | 16.83 | 0 | 12.45 | 129.94 | 13155 | 370551 | 28169 | 1.9 | 0.0761 | 0.0062 | 118.5651 | N
Shawville | 1 | Natural Gas | Steam Turbine | Operating | 124 | 124 | 42471.73 | 57.34 | 40.52 | 16.83 | 16.83 | 0 | 12.45 | 83.88 | 13873 | 807131 | 58179 | 5.34 | 0.0871 | 0.0069 | 118.5592 | N
Martins Creek CT | CTG1 | Natural Gas | Combustion Turbine | Operating | 19.7 | 19.7 | 42491.43 | 58.01 | 34.99 | 23.02 | 23.02 | 0 | 5.4 | 124.74 | 15483 | 24692 | 1595 | 0.92 | 0.059 | 0.002 | 119.31 | N
Martins Creek CT | CTG2 | Natural Gas | Combustion Turbine | Operating | 19.7 | 19.7 | 42511.13 | 58.01 | 34.99 | 23.02 | 23.02 | 0 | 5.4 | 124.74 | 15483 | 24692 | 1595 | 0.92 | 0.059 | 0.002 | 119.31 | N
Martins Creek CT | CTG3 | Natural Gas | Combustion Turbine | Operating | 19.7 | 19.7 | 42530.83 | 58.01 | 34.99 | 23.02 | 23.02 | 0 | 5.4 | 124.74 | 15483 | 24692 | 1595 | 0.92 | 0.059 | 0.002 | 119.31 | N
Martins Creek CT | CTG4 | Natural Gas | Combustion Turbine | Operating | 19.7 | 19.7 | 42550.53 | 58.01 | 34.99 | 23.02 | 23.02 | 0 | 5.4 | 124.74 | 15483 | 24692 | 1595 | 0.92 | 0.059 | 0.002 | 119.31 | N
Orchard Park | 10 | Natural Gas | Internal Combustion | Operating | 5.8 | 5.8 | 42556.33 | 59.99 | 15.35 | 44.64 | 44.64 | 0 | 13.15 | NA | 9106 | NA | NA | NA | NA | NA | NA | N
Orchard Park | 11 | Natural Gas | Internal Combustion | Operating | 5.8 | 5.8 | 42562.13 | 59.99 | 15.35 | 44.64 | 44.64 | 0 | 13.15 | NA | 9106 | NA | NA | NA | NA | NA | NA | N
Orchard Park | 8 | Natural Gas | Internal Combustion | Operating | 5.8 | 5.8 | 42567.93 | 59.99 | 15.35 | 44.64 | 44.64 | 0 | 13.15 | NA | 9106 | NA | NA | NA | NA | NA | NA | N
Orchard Park | 9 | Natural Gas | Internal Combustion | Operating | 5.8 | 5.8 | 42573.73 | 59.99 | 15.35 | 44.64 | 44.64 | 0 | 13.15 | NA | 9106 | NA | NA | NA | NA | NA | NA | N
Shawville | 2 | Natural Gas | Steam Turbine | Operating | 126 | 126 | 42699.73 | 62.06 | 45.23 | 16.83 | 16.83 | 0 | 12.45 | 124.47 | 15487 | 389309 | 25137 | 2.27 | 0.0864 | 0.0028 | 118.5639 | N
Fairless Hills Steam Generating Station | A | Biomass | Steam Turbine | Operating | 30 | 30 | 42729.73 | 62.4 | 56.27 | 6.13 | 6.13 | 0 | 17.78 | 74.87 | 14259 | 609981 | 42780 | 16.23 | 0.0687 | 0.0431 | 171.5 | Y
Eddystone 3-4 | 3 | Natural Gas | Steam Turbine | Operating | 380 | 380 | 43109.73 | 65.72 | 45.86 | 19.86 | 19.86 | 0 | 10.84 | 119.44 | 17425 | 1335994 | 76673 | 2.3 | 0.0606 | 0.0056 | 122.3584 | N
Fairless Hills Steam Generating Station | B | Biomass | Steam Turbine | Operating | 30 | 30 | 43139.73 | 66.38 | 60.25 | 6.13 | 6.13 | 0 | 17.78 | 69.06 | 15267 | 3045197 | 199458 | 75.69 | 0.0632 | 0.0427 | 171.5 | Y
AE Hunlock 4 | 4 | Natural Gas | Combustion Turbine | Operating | 45 | 45 | 43184.73 | 69.81 | 31.39 | 38.42 | 38.42 | 0 | 4.16 | NA | 16040 | NA | NA | NA | 0.0828 | 0.0007 | 118.8595 | N
Evergreen Community Power Plant | ECP | Biomass | Steam Turbine | Operating | 25 | 25 | 43209.73 | 75.37 | 70.26 | 5.11 | 5.11 | 0 | 15.8 | 78.9 | 15211 | 1704255 | 112044 | 51.02 | 0.185 | 0.121 | 208.19 | Y
Eddystone 3-4 | 4 | Natural Gas | Steam Turbine | Operating | 380 | 380 | 43589.73 | 80.45 | 60.59 | 19.86 | 19.86 | 0 | 10.84 | 144.03 | 23018 | 1491228 | 64784 | 1.94 | 0.0604 | 0.0071 | 123.4722 | N
Pennsbury Generating Station | 1 | Biomass | Combustion Turbine | Operating | 2.7 | 2.7 | 43592.43 | 90.32 | 19.87 | 70.45 | 70.45 | 0 | 13.98 | NA | 32734 | NA | NA | NA | 0.169 | 0.029 | 114.79 | N
Pennsbury Generating Station | 2 | Biomass | Combustion Turbine | Operating | 2.7 | 2.7 | 43595.13 | 90.32 | 19.87 | 70.45 | 70.45 | 0 | 13.98 | NA | 32734 | NA | NA | NA | 0.169 | 0.029 | 114.79 | N
Falling Spring | 5 | Natural Gas | Internal Combustion | Operating | 2.1 | 2.1 | 43597.23 | 97.59 | 16.55 | 81.04 | 81.04 | 0 | 9 | NA | 9821 | NA | NA | NA | NA | NA | NA | N
Falling Spring | 6 | Natural Gas | Internal Combustion | Operating | 2.1 | 2.1 | 43599.33 | 97.59 | 16.55 | 81.04 | 81.04 | 0 | 9 | NA | 9821 | NA | NA | NA | NA | NA | NA | N
Falling Spring | 7 | Natural Gas | Internal Combustion | Operating | 2.9 | 2.9 | 43602.23 | 97.59 | 16.55 | 81.04 | 81.04 | 0 | 9 | NA | 9821 | NA | NA | NA | NA | NA | NA | N
Wheelabrator Falls Inc. | WFI1 | Biomass | Steam Turbine | Operating | 46 | 46 | 43648.23 | 97.77 | 92.49 | 5.28 | 5.28 | 0 | 23.14 | 100.99 | 16224 | 5363944 | 330622 | 81.82 | 0.169 | 0.029 | 118.18 | N
Hill at Whitemarsh | CGE | Natural Gas | Internal Combustion | Operating | 1.6 | 1.6 | 43649.83 | 98.11 | 22.15 | 75.96 | 75.96 | 0 | 10.17 | NA | 11318 | NA | NA | NA | NA | NA | NA | Y
Lancaster County Resource Recovery | GEN1 | Biomass | Steam Turbine | Operating | 32.4 | 32.4 | 43682.23 | 114.08 | 106.57 | 7.5 | 7.5 | 0 | 34 | 118.96 | 18749 | 4229393 | 225576 | 79.26 | 0.169 | 0.029 | 118.18 | N
PPG Place | EG-1 | Petroleum Products | Internal Combustion | Operating | 0.9 | 0.9 | 43683.13 | 121.88 | 102.34 | 19.54 | 19.54 | 0 | 9.97 | NA | 10342 | NA | NA | NA | NA | NA | NA | N
PPG Place | EG-2 | Petroleum Products | Internal Combustion | Operating | 0.9 | 0.9 | 43684.03 | 121.88 | 102.34 | 19.54 | 19.54 | 0 | 9.97 | NA | 10342 | NA | NA | NA | NA | NA | NA | N
PPG Place | EG-3 | Petroleum Products | Internal Combustion | Operating | 0.5 | 0.5 | 43684.53 | 121.88 | 102.34 | 19.54 | 19.54 | 0 | 9.97 | NA | 10342 | NA | NA | NA | NA | NA | NA | N
Delaware County Resource Recovery Facility | GEN1 | Biomass | Steam Turbine | Operating | 80 | 80 | 43764.53 | 126.05 | 122.03 | 4.02 | 4.02 | 0 | 17.01 | 128.3 | 19025 | 11488825 | 603879 | 85.93 | 0.169 | 0.029 | 118.18 | N
Shawville IC | 5 | Petroleum Products | Internal Combustion | Operating | 2 | 2 | 43766.53 | 128.57 | 109.03 | 19.54 | 19.54 | 0 | 9.97 | NA | 11075 | 105 | 0 | 0 | NA | NA | NA | N
Shawville IC | 6 | Petroleum Products | Internal Combustion | Operating | 2 | 2 | 43768.53 | 128.57 | 109.03 | 19.54 | 19.54 | 0 | 9.97 | NA | 11075 | 105 | 0 | 0 | NA | NA | NA | N
Shawville IC | 7 | Petroleum Products | Internal Combustion | Operating | 2 | 2 | 43770.53 | 128.57 | 109.03 | 19.54 | 19.54 | 0 | 9.97 | NA | 11075 | 105 | 0 | 0 | NA | NA | NA | N
PPG Monroeville Chemicals Center | 2 | Petroleum Products | Internal Combustion | Operating | 0.3 | 0.3 | 43770.83 | 129.14 | 109.6 | 19.54 | 19.54 | 0 | 9.97 | NA | 11075 | NA | NA | NA | NA | NA | NA | N
PPG Monroeville Chemicals Center | 3 | Petroleum Products | Internal Combustion | Operating | 0.8 | 0.8 | 43771.63 | 129.14 | 109.6 | 19.54 | 19.54 | 0 | 9.97 | NA | 11075 | NA | NA | NA | NA | NA | NA | N
Brunot Island | 1A | Petroleum Products | Combustion Turbine | Operating | 15 | 15 | 43786.63 | 129.32 | 125.51 | 3.81 | 3.81 | 0 | 4.97 | NA | 12749 | 1597 | 0 | 0 | 0.301 | 0.075 | 162.22 | N
Titus CT | 4 | Petroleum Products | Combustion Turbine | Operating | 17 | 17 | 43803.63 | 129.32 | 125.51 | 3.81 | 3.81 | 0 | 4.97 | NA | 12749 | 1189 | 0 | 0 | 0.301 | 0.075 | 162.22 | N
Titus CT | 5 | Petroleum Products | Combustion Turbine | Operating | 18 | 18 | 43821.63 | 129.32 | 125.51 | 3.81 | 3.81 | 0 | 4.97 | NA | 12749 | 1258 | 0 | 0 | 0.301 | 0.075 | 162.22 | N
Richmond CT | 92 | Petroleum Products | Combustion Turbine | Operating | 66 | 66 | 43887.63 | 132.34 | 117.29 | 15.05 | 15.05 | 0 | 4.11 | NA | 11852 | NA | NA | NA | 0.647 | 0.202 | 162.22 | N
Richmond CT | 91 | Petroleum Products | Combustion Turbine | Operating | 66 | 66 | 43953.63 | 133.86 | 118.81 | 15.05 | 15.05 | 0 | 4.11 | NA | 12006 | NA | NA | NA | 0.647 | 0.202 | 162.22 | N
Temple SEGF Cogen Plant | 19G01 | Natural Gas | Internal Combustion | Operating | 1.6 | 1.6 | 43955.23 | 141.53 | 23.95 | 117.58 | 117.58 | 0 | 12.58 | NA | 12239 | NA | NA | NA | NA | NA | NA | Y
Temple SEGF Cogen Plant | 19G02 | Natural Gas | Internal Combustion | Operating | 1.6 | 1.6 | 43956.83 | 141.53 | 23.95 | 117.58 | 117.58 | 0 | 12.58 | NA | 12239 | NA | NA | NA | NA | NA | NA | Y
Temple SEGF Cogen Plant | 19G03 | Natural Gas | Internal Combustion | Operating | 1.6 | 1.6 | 43958.43 | 141.53 | 23.95 | 117.58 | 117.58 | 0 | 12.58 | NA | 12239 | NA | NA | NA | NA | NA | NA | Y
Temple SEGF Cogen Plant | 19G04 | Natural Gas | Internal Combustion | Operating | 1.6 | 1.6 | 43960.03 | 141.53 | 23.95 | 117.58 | 117.58 | 0 | 12.58 | NA | 12239 | NA | NA | NA | NA | NA | NA | Y
Temple SEGF Cogen Plant | 19G05 | Natural Gas | Internal Combustion | Operating | 1.6 | 1.6 | 43961.63 | 141.53 | 23.95 | 117.58 | 117.58 | 0 | 12.58 | NA | 12239 | NA | NA | NA | NA | NA | NA | Y
Temple SEGF Cogen Plant | 19G06 | Natural Gas | Internal Combustion | Operating | 1.6 | 1.6 | 43963.23 | 141.53 | 23.95 | 117.58 | 117.58 | 0 | 12.58 | NA | 12239 | NA | NA | NA | NA | NA | NA | Y
Temple SEGF Cogen Plant | 19G07 | Natural Gas | Internal Combustion | Operating | 1.6 | 1.6 | 43964.83 | 141.53 | 23.95 | 117.58 | 117.58 | 0 | 12.58 | NA | 12239 | NA | NA | NA | NA | NA | NA | Y
Temple SEGF Cogen Plant | 19G08 | Natural Gas | Internal Combustion | Operating | 1.6 | 1.6 | 43966.43 | 141.53 | 23.95 | 117.58 | 117.58 | 0 | 12.58 | NA | 12239 | NA | NA | NA | NA | NA | NA | Y
Temple SEGF Cogen Plant | 19G09 | Natural Gas | Internal Combustion | Operating | 1.6 | 1.6 | 43968.03 | 141.53 | 23.95 | 117.58 | 117.58 | 0 | 12.58 | NA | 12239 | NA | NA | NA | NA | NA | NA | Y
Temple SEGF Cogen Plant | 19G10 | Natural Gas | Internal Combustion | Operating | 1.6 | 1.6 | 43969.63 | 141.53 | 23.95 | 117.58 | 117.58 | 0 | 12.58 | NA | 12239 | NA | NA | NA | NA | NA | NA | Y
General Electric Company | REGN | Petroleum Products | Internal Combustion | Operating | 4.2 | 4.2 | 43973.83 | 150.81 | 135.3 | 15.51 | 15.51 | 0 | 8.7 | NA | 13672 | NA | NA | NA | NA | NA | NA | Y
Moser | 1 | Petroleum Products | Combustion Turbine | Operating | 20 | 20 | 43993.83 | 157.02 | 132.71 | 24.32 | 24.32 | 0 | 5.46 | NA | 13410 | NA | NA | NA | 0.301 | 0.075 | 162.22 | N
Moser | 2 | Petroleum Products | Combustion Turbine | Operating | 20 | 20 | 44013.83 | 157.02 | 132.71 | 24.32 | 24.32 | 0 | 5.46 | NA | 13410 | NA | NA | NA | 0.301 | 0.075 | 162.22 | N
Moser | 3 | Petroleum Products | Combustion Turbine | Operating | 20 | 20 | 44033.83 | 157.02 | 132.71 | 24.32 | 24.32 | 0 | 5.46 | NA | 13410 | NA | NA | NA | 0.301 | 0.075 | 162.22 | N
Orrtanna | 1 | Petroleum Products | Combustion Turbine | Operating | 26 | 26 | 44059.83 | 160.48 | 156.67 | 3.81 | 3.81 | 0 | 4.97 | NA | 15832 | NA | NA | NA | 0.301 | 0.075 | 162.22 | N
Tolna | 2 | Petroleum Products | Combustion Turbine | Operating | 25 | 25 | 44084.83 | 167.89 | 164.08 | 3.81 | 3.81 | 0 | 4.97 | NA | 16581 | NA | NA | NA | 0.6615 | 0.1009 | 162.22 | N
Tolna | 1 | Petroleum Products | Combustion Turbine | Operating | 25 | 25 | 44109.83 | 172.18 | 168.38 | 3.81 | 3.81 | 0 | 4.97 | NA | 17015 | NA | NA | NA | 0.6589 | 0.101 | 162.22 | N
Hunterstown | 1 | Petroleum Products | Combustion Turbine | Operating | 25 | 25 | 44134.83 | 178.02 | 174.22 | 3.81 | 3.81 | 0 | 4.97 | NA | 17605 | NA | NA | NA | 0.301 | 0.075 | 162.22 | N
Hunterstown | 2 | Petroleum Products | Combustion Turbine | Operating | 25 | 25 | 44159.83 | 178.02 | 174.22 | 3.81 | 3.81 | 0 | 4.97 | NA | 17605 | NA | NA | NA | 0.301 | 0.075 | 162.22 | N
Hunterstown | 3 | Petroleum Products | Combustion Turbine | Operating | 25 | 25 | 44184.83 | 178.02 | 174.22 | 3.81 | 3.81 | 0 | 4.97 | NA | 17605 | NA | NA | NA | 0.301 | 0.075 | 162.22 | N
Hamilton | 1 | Petroleum Products | Combustion Turbine | Operating | 24 | 24 | 44208.83 | 178.72 | 174.91 | 3.81 | 3.81 | 0 | 4.97 | NA | 17675 | NA | NA | NA | 0.301 | 0.075 | 162.22 | N
Mountain | 2 | Petroleum Products | Combustion Turbine | Operating | 25 | 25 | 44233.83 | 188.19 | 159.2 | 28.98 | 28.98 | 0 | 5.8 | NA | 16088 | NA | NA | NA | 0.6465 | 0.101 | 162.22 | N
Mountain | 1 | Petroleum Products | Combustion Turbine | Operating | 25 | 25 | 44258.83 | 190.74 | 161.76 | 28.98 | 28.98 | 0 | 5.8 | NA | 16346 | NA | NA | NA | 0.6485 | 0.101 | 162.22 | N
Warren CT | 3 | Petroleum Products | Combustion Turbine | Operating | 57 | 57 | 44315.83 | 194.74 | 173.79 | 20.95 | 20.95 | 0 | 5.47 | NA | 17561 | NA | NA | NA | 0.7885 | 0.001 | 162.22 | N
Delaware CT | 10 | Petroleum Products | Combustion Turbine | Operating | 18 | 18 | 44333.83 | 205.37 | 136.25 | 69.12 | 69.12 | 0 | 5.06 | NA | 13768 | NA | NA | NA | 0.301 | 0.075 | 162.22 | N
Delaware CT | 11 | Petroleum Products | Combustion Turbine | Operating | 18 | 18 | 44351.83 | 205.37 | 136.25 | 69.12 | 69.12 | 0 | 5.06 | NA | 13768 | NA | NA | NA | 0.301 | 0.075 | 162.22 | N
Delaware CT | 12 | Petroleum Products | Combustion Turbine | Operating | 18 | 18 | 44369.83 | 205.37 | 136.25 | 69.12 | 69.12 | 0 | 5.06 | NA | 13768 | NA | NA | NA | 0.301 | 0.075 | 162.22 | N
Delaware CT | 9 | Petroleum Products | Combustion Turbine | Operating | 20 | 20 | 44389.83 | 205.37 | 136.25 | 69.12 | 69.12 | 0 | 5.06 | NA | 13768 | NA | NA | NA | 0.301 | 0.075 | 162.22 | N
Croydon | 42 | Petroleum Products | Combustion Turbine | Operating | 64 | 64 | 44453.83 | 212.81 | 96.54 | 116.27 | 116.27 | 0 | 3.4 | 591.23 | 9725 | 5592 | 575 | 0.1 | 0.647 | 0.202 | 162.22 | N
Southwark | 3 | Petroleum Products | Combustion Turbine | Operating | 18 | 18 | 44471.83 | 225.49 | 143.71 | 81.78 | 81.78 | 0 | 5.2 | NA | 14522 | NA | NA | NA | 0.301 | 0.075 | 162.22 | N
Southwark | 4 | Petroleum Products | Combustion Turbine | Operating | 18 | 18 | 44489.83 | 225.49 | 143.71 | 81.78 | 81.78 | 0 | 5.2 | NA | 14522 | NA | NA | NA | 0.301 | 0.075 | 162.22 | N
Southwark | 5 | Petroleum Products | Combustion Turbine | Operating | 18 | 18 | 44507.83 | 225.49 | 143.71 | 81.78 | 81.78 | 0 | 5.2 | NA | 14522 | NA | NA | NA | 0.301 | 0.075 | 162.22 | N
Southwark | 6 | Petroleum Products | Combustion Turbine | Operating | 18 | 18 | 44525.83 | 225.49 | 143.71 | 81.78 | 81.78 | 0 | 5.2 | NA | 14522 | NA | NA | NA | 0.301 | 0.075 | 162.22 | N
Chester | 7 | Petroleum Products | Combustion Turbine | Operating | 18 | 18 | 44543.83 | 235.42 | 139.15 | 96.27 | 96.27 | 0 | 5.77 | NA | 14061 | NA | NA | NA | 0.301 | 0.075 | 162.22 | N
Chester | 8 | Petroleum Products | Combustion Turbine | Operating | 18 | 18 | 44561.83 | 235.42 | 139.15 | 96.27 | 96.27 | 0 | 5.77 | NA | 14061 | NA | NA | NA | 0.301 | 0.075 | 162.22 | N
Chester | 9 | Petroleum Products | Combustion Turbine | Operating | 18 | 18 | 44579.83 | 235.42 | 139.15 | 96.27 | 96.27 | 0 | 5.77 | NA | 14061 | NA | NA | NA | 0.301 | 0.075 | 162.22 | N
Falls | 1 | Petroleum Products | Combustion Turbine | Operating | 20 | 20 | 44599.83 | 238.12 | 136.68 | 101.44 | 101.44 | 0 | 5.46 | NA | 13811 | NA | NA | NA | 0.301 | 0.075 | 162.22 | N
Falls | 2 | Petroleum Products | Combustion Turbine | Operating | 20 | 20 | 44619.83 | 238.12 | 136.68 | 101.44 | 101.44 | 0 | 5.46 | NA | 13811 | NA | NA | NA | 0.301 | 0.075 | 162.22 | N
Falls | 3 | Petroleum Products | Combustion Turbine | Operating | 20 | 20 | 44639.83 | 238.12 | 136.68 | 101.44 | 101.44 | 0 | 5.46 | NA | 13811 | NA | NA | NA | 0.301 | 0.075 | 162.22 | N
Shawnee CT | 1 | Petroleum Products | Combustion Turbine | Operating | 24 | 24 | 44663.83 | 248.05 | 244.24 | 3.81 | 3.81 | 0 | 4.97 | NA | 24681 | NA | NA | NA | 0.301 | 0.075 | 162.22 | N
Croydon | 32 | Petroleum Products | Combustion Turbine | Operating | 64 | 64 | 44727.83 | 254.41 | 138.13 | 116.27 | 116.27 | 0 | 3.4 | 518.38 | 13915 | 11471 | 824 | 0.15 | 0.647 | 0.202 | 162.22 | N
Croydon | 12 | Petroleum Products | Combustion Turbine | Operating | 64 | 64 | 44791.83 | 254.67 | 138.39 | 116.27 | 116.27 | 0 | 3.4 | 491.23 | 13941 | 12824 | 920 | 0.16 | 0.647 | 0.202 | 162.22 | N
Croydon | 22 | Petroleum Products | Combustion Turbine | Operating | 64 | 64 | 44855.83 | 258.8 | 142.52 | 116.27 | 116.27 | 0 | 3.4 | 598.07 | 14358 | 9209 | 641 | 0.11 | 0.647 | 0.202 | 162.22 | N
Croydon | 11 | Petroleum Products | Combustion Turbine | Operating | 64 | 64 | 44919.83 | 259.57 | 143.29 | 116.27 | 116.27 | 0 | 3.4 | 756.02 | 14435 | 6327 | 438 | 0.08 | 0.647 | 0.202 | 162.22 | N
Croydon | 21 | Petroleum Products | Combustion Turbine | Operating | 64 | 64 | 44983.83 | 259.83 | 143.55 | 116.27 | 116.27 | 0 | 3.4 | 508.34 | 14461 | 12662 | 876 | 0.16 | 0.647 | 0.202 | 162.22 | N
Croydon | 31 | Petroleum Products | Combustion Turbine | Operating | 64 | 64 | 45047.83 | 263 | 146.73 | 116.27 | 116.27 | 0 | 3.4 | 620.78 | 14781 | 8990 | 608 | 0.11 | 0.647 | 0.202 | 162.22 | N
Croydon | 41 | Petroleum Products | Combustion Turbine | Operating | 64 | 64 | 45111.83 | 264.48 | 148.21 | 116.27 | 116.27 | 0 | 3.4 | 763.23 | 14930 | 6514 | 436 | 0.08 | 0.647 | 0.202 | 162.22 | N
Marcus Hook Cogeneration | GEN1 | Natural Gas | Combustion Turbine | Operating | 50 | 50 | 45161.83 | 265.27 | 11.55 | 253.72 | 253.72 | 0 | 4.86 | NA | 5901 | NA | NA | NA | 0.561 | 0.002 | 119.31 | Y
Hazleton Cogeneration | GEN4 | Natural Gas | Combustion Turbine | Operating | 31.2 | 31.2 | 45193.03 | 282.74 | 29.01 | 253.72 | 253.72 | 0 | 3.66 | NA | 14826 | NA | NA | NA | 0.1318 | 0.0097 | 126.791 | Y
Hazleton Cogeneration | GEN3 | Natural Gas | Combustion Turbine | Operating | 31 | 31 | 45224.03 | 283.47 | 29.75 | 253.72 | 253.72 | 0 | 3.66 | NA | 15203 | NA | NA | NA | 0.2053 | 0.0086 | 125.893 | Y
Hazleton Cogeneration | GEN2 | Natural Gas | Combustion Turbine | Operating | 29.8 | 29.8 | 45253.83 | 284.35 | 30.63 | 253.72 | 253.72 | 0 | 3.66 | NA | 15652 | NA | NA | NA | 0.1096 | 0.0091 | 126.0723 | Y
Covanta Plymouth (Montenay Montgomery) | TGI | Biomass | Steam Turbine | Operating | 28 | 28 | 45281.83 | 290.13 | 273.09 | 17.04 | 17.04 | 0 | 38.49 | 303.03 | 41430 | 3460620 | 83530 | 33.96 | 0.169 | 0.029 | 118.18 | N
Hazleton Cogeneration | GEN1 | Natural Gas | Combustion Turbine | Operating | 58.9 | 58.9 | 45340.73 | 290.75 | 37.03 | 253.72 | 253.72 | 0 | 3.66 | NA | 18922 | NA | NA | NA | 0.3698 | 0.0163 | 50.7746 | Y
Allentown | CTG1 | Petroleum Products | Combustion Turbine | Operating | 15.5 | 15.5 | 45356.23 | 319.09 | 159.98 | 159.11 | 159.11 | 0 | 5.53 | NA | 16166 | NA | NA | NA | 0.301 | 0.075 | 162.22 | N
Allentown | CTG2 | Petroleum Products | Combustion Turbine | Operating | 15.5 | 15.5 | 45371.73 | 319.09 | 159.98 | 159.11 | 159.11 | 0 | 5.53 | NA | 16166 | NA | NA | NA | 0.301 | 0.075 | 162.22 | N
Allentown | CTG3 | Petroleum Products | Combustion Turbine | Operating | 15.5 | 15.5 | 45387.23 | 319.09 | 159.98 | 159.11 | 159.11 | 0 | 5.53 | NA | 16166 | NA | NA | NA | 0.301 | 0.075 | 162.22 | N
Allentown | CTG4 | Petroleum Products | Combustion Turbine | Operating | 15.5 | 15.5 | 45402.73 | 319.09 | 159.98 | 159.11 | 159.11 | 0 | 5.53 | NA | 16166 | NA | NA | NA | 0.301 | 0.075 | 162.22 | N
Brunner Island IC | BID1 | Petroleum Products | Internal Combustion | Operating | 2.7 | 2.7 | 45405.43 | 378.25 | 102.74 | 275.51 | 275.51 | 0 | 6.76 | 928.3 | 10495 | 348 | 33 | 0.14 | NA | NA | NA | N
Brunner Island IC | BID2 | Petroleum Products | Internal Combustion | Operating | 2.7 | 2.7 | 45408.13 | 378.25 | 102.74 | 275.51 | 275.51 | 0 | 6.76 | 928.3 | 10495 | 348 | 33 | 0.14 | NA | NA | NA | N
Brunner Island IC | BID3 | Petroleum Products | Internal Combustion | Operating | 2 | 2 | 45410.13 | 378.25 | 102.74 | 275.51 | 275.51 | 0 | 6.76 | 928.3 | 10495 | 258 | 25 | 0.14 | NA | NA | NA | N
Harrisburg | CTG1 | Petroleum Products | Combustion Turbine | Operating | 14.5 | 14.5 | 45424.63 | 383.63 | 170.96 | 212.67 | 212.67 | 0 | 5.7 | NA | 17276 | NA | NA | NA | 0.301 | 0.075 | 162.22 | N
Harrisburg | CTG2 | Petroleum Products | Combustion Turbine | Operating | 14.5 | 14.5 | 45439.13 | 383.63 | 170.96 | 212.67 | 212.67 | 0 | 5.7 | NA | 17276 | NA | NA | NA | 0.301 | 0.075 | 162.22 | N
Harrisburg | CTG3 | Petroleum Products | Combustion Turbine | Operating | 14.5 | 14.5 | 45453.63 | 383.63 | 170.96 | 212.67 | 212.67 | 0 | 5.7 | NA | 17276 | NA | NA | NA | 0.301 | 0.075 | 162.22 | N
Harrisburg | CTG4 | Petroleum Products | Combustion Turbine | Retired | 14.5 | 14.5 | 45468.13 | 383.63 | 170.96 | 212.67 | 212.67 | 0 | 5.7 | NA | 17276 | NA | NA | NA | 0.301 | 0.075 | 162.22 | N
West Shore | CTG1 | Petroleum Products | Combustion Turbine | Operating | 15.5 | 15.5 | 45483.63 | 402.05 | 148.33 | 253.72 | 253.72 | 0 | 7.74 | NA | 14989 | NA | NA | NA | 0.301 | 0.075 | 162.22 | N
West Shore | CTG2 | Petroleum Products | Combustion Turbine | Operating | 15.5 | 15.5 | 45499.13 | 402.05 | 148.33 | 253.72 | 253.72 | 0 | 7.74 | NA | 14989 | NA | NA | NA | 0.301 | 0.075 | 162.22 | N
Fishbach | UNT1 | Petroleum Products | Combustion Turbine | Operating | 18 | 18 | 45517.13 | 402.74 | 149.01 | 253.72 | 253.72 | 0 | 7.1 | NA | 15058 | NA | NA | NA | 0.301 | 0.075 | 162.22 | N
Fishbach | UNT2 | Petroleum Products | Combustion Turbine | Operating | 18 | 18 | 45535.13 | 402.74 | 149.01 | 253.72 | 253.72 | 0 | 7.1 | NA | 15058 | NA | NA | NA | 0.301 | 0.075 | 162.22 | N
Conemaugh IC | A | Petroleum Products | Internal Combustion | Operating | 2.8 | 2.8 | 45537.93 | 407.65 | 122.49 | 285.16 | 285.16 | 0 | 10.08 | 2321.91 | 12373 | 183 | 15 | 0.06 | NA | NA | NA | N
Conemaugh IC | B | Petroleum Products | Internal Combustion | Operating | 2.8 | 2.8 | 45540.73 | 407.65 | 122.49 | 285.16 | 285.16 | 0 | 10.08 | 2321.91 | 12373 | 183 | 15 | 0.06 | NA | NA | NA | N
Conemaugh IC | C | Petroleum Products | Internal Combustion | Operating | 2.8 | 2.8 | 45543.53 | 407.65 | 122.49 | 285.16 | 285.16 | 0 | 10.08 | 2321.91 | 12373 | 183 | 15 | 0.06 | NA | NA | NA | N
Conemaugh IC | D | Petroleum Products | Internal Combustion | Operating | 2.8 | 2.8 | 45546.33 | 407.65 | 122.49 | 285.16 | 285.16 | 0 | 10.08 | 2321.91 | 12373 | 183 | 15 | 0.06 | NA | NA | NA | N
Eddystone CT | 10 | Petroleum Products | Combustion Turbine | Operating | 18 | 18 | 45564.33 | 410.21 | 156.49 | 253.72 | 253.72 | 0 | 5.7 | 1748.04 | 15889 | 1219 | 77 | 0.05 | 0.301 | 0.075 | 162.22 | N
Eddystone CT | 20 | Petroleum Products | Combustion Turbine | Operating | 18 | 18 | 45582.33 | 410.21 | 156.49 | 253.72 | 253.72 | 0 | 5.7 | 1748.04 | 15889 | 1219 | 77 | 0.05 | 0.301 | 0.075 | 162.22 | N
Eddystone CT | 30 | Petroleum Products | Combustion Turbine | Operating | 20 | 20 | 45602.33 | 410.21 | 156.49 | 253.72 | 253.72 | 0 | 5.7 | 1748.04 | 15889 | 1355 | 85 | 0.05 | 0.301 | 0.075 | 162.22 | N
Eddystone CT | 40 | Petroleum Products | Combustion Turbine | Operating | 20 | 20 | 45622.33 | 410.21 | 156.49 | 253.72 | 253.72 | 0 | 5.7 | 1748.04 | 15889 | 1355 | 85 | 0.05 | 0.301 | 0.075 | 162.22 | N
Lock Haven | CTG | Petroleum Products | Combustion Turbine | Operating | 15 | 15 | 45637.33 | 410.96 | 157.24 | 253.72 | 253.72 | 0 | 12.68 | NA | 15889 | NA | NA | NA | 0.301 | 0.075 | 162.22 | N
Portland CT | 3 | Petroleum Products | Combustion Turbine | Operating | 16 | 16 | 45653.33 | 412.25 | 238.21 | 174.05 | 174.05 | 0 | 4.11 | 917.62 | 24549 | 3198 | 130 | 0.09 | 0.2746 | 0.0206 | 162.2875 | N
Portland CT | 4 | Petroleum Products | Combustion Turbine | Operating | 20 | 20 | 45673.33 | 412.25 | 238.21 | 174.05 | 174.05 | 0 | 4.11 | 917.62 | 24549 | 3997 | 163 | 0.09 | 0.2746 | 0.0206 | 162.2875 | N
Portland CT | 5 | Petroleum Products | Combustion Turbine | Operating | 155 | 155 | 45828.33 | 412.25 | 238.21 | 174.05 | 174.05 | 0 | 4.11 | 917.62 | 24549 | 30979 | 1262 | 0.09 | 0.2746 | 0.0206 | 162.2875 | N
Schuylkill CT | 10 | Petroleum Products | Combustion Turbine | Operating | 18 | 18 | 45846.33 | 417.27 | 163.54 | 253.72 | 253.72 | 0 | 8.13 | 4590.61 | 16473 | 577 | 35 | 0.02 | 0.301 | 0.075 | 162.22 | N
Schuylkill CT | 11 | Petroleum Products | Combustion Turbine | Operating | 20 | 20 | 45866.33 | 417.27 | 163.54 | 253.72 | 253.72 | 0 | 8.13 | 4590.61 | 16473 | 642 | 39 | 0.02 | 0.301 | 0.075 | 162.22 | N
Jenkins | CTG1 | Petroleum Products | Combustion Turbine | Operating | 15.5 | 15.5 | 45881.83 | 421.57 | 167.84 | 253.72 | 253.72 | 0 | 7.74 | NA | 16961 | NA | NA | NA | 0.301 | 0.075 | 162.22 | N
Jenkins | CTG2 | Petroleum Products | Combustion Turbine | Operating | 15.5 | 15.5 | 45897.33 | 421.57 | 167.84 | 253.72 | 253.72 | 0 | 7.74 | NA | 16961 | NA | NA | NA | 0.301 | 0.075 | 162.22 | N
Williamsport | CTG1 | Petroleum Products | Combustion Turbine | Operating | 14.4 | 14.4 | 45911.73 | 424.92 | 171.2 | 253.72 | 253.72 | 0 | 8.31 | NA | 17300 | NA | NA | NA | 0.301 | 0.075 | 162.22 | N
Williamsport | CTG2 | Petroleum Products | Combustion Turbine | Operating | 14.4 | 14.4 | 45926.13 | 424.92 | 171.2 | 253.72 | 253.72 | 0 | 8.31 | NA | 17300 | NA | NA | NA | 0.301 | 0.075 | 162.22 | N
Keystone IC | 3 | Petroleum Products | Internal Combustion | Operating | 2.8 | 2.8 | 45928.93 | 429.04 | 172.85 | 256.19 | 256.19 | 0 | 9.85 | 1919.59 | 17649 | 327 | 19 | 0.08 | NA | NA | NA | N
Keystone IC | 4 | Petroleum Products | Internal Combustion | Operating | 2.8 | 2.8 | 45931.73 | 429.04 | 172.85 | 256.19 | 256.19 | 0 | 9.85 | 1919.59 | 17649 | 327 | 19 | 0.08 | NA | NA | NA | N
Keystone IC | 5 | Petroleum Products | Internal Combustion | Operating | 2.8 | 2.8 | 45934.53 | 429.04 | 172.85 | 256.19 | 256.19 | 0 | 9.85 | 1919.59 | 17649 | 327 | 19 | 0.08 | NA | NA | NA | N
Keystone IC | 6 | Petroleum Products | Internal Combustion | Operating | 2.8 | 2.8 | 45937.33 | 429.04 | 172.85 | 256.19 | 256.19 | 0 | 9.85 | 1919.59 | 17649 | 327 | 19 | 0.08 | NA | NA | NA | N
Harwood | CTG1 | Petroleum Products | Combustion Turbine | Operating | 15 | 15 | 45952.33 | 431.2 | 177.48 | 253.72 | 253.72 | 0 | 8.11 | NA | 17935 | NA | NA | NA | 0.301 | 0.075 | 162.22 | N
Harwood | CTG2 | Petroleum Products | Combustion Turbine | Operating | 15 | 15 | 45967.33 | 431.2 | 177.48 | 253.72 | 253.72 | 0 | 8.11 | NA | 17935 | NA | NA | NA | 0.301 | 0.075 | 162.22 | N
Sunbury CT | CTG1 | Petroleum Products | Combustion Turbine | Operating | 23.6 | 23.6 | 45990.93 | 460.39 | 206.67 | 253.72 | 253.72 | 0 | 6.97 | 5679.93 | 20905 | 659 | 32 | 0.02 | 0.301 | 0.075 | 162.22 | N
Sunbury CT | CTG2 | Petroleum Products | Combustion Turbine | Operating | 23.6 | 23.6 | 46014.53 | 460.39 | 206.67 | 253.72 | 253.72 | 0 | 6.97 | 5679.93 | 20905 | 659 | 32 | 0.02 | 0.301 | 0.075 | 162.22 | N
West Point Facility IC | GEN4 | Natural Gas | Internal Combustion | Operating | 1.7 | 1.7 | 46016.23 | 598.48 | 5.87 | 592.61 | 592.61 | 0 | 11.59 | NA | 3000 | NA | NA | NA | NA | NA | NA | Y
West Point Facility IC | GEN7 | Natural Gas | Internal Combustion | Out of Service | 0.7 | 0.7 | 46016.93 | 598.48 | 5.87 | 592.61 | 592.61 | 0 | 11.59 | NA | 3000 | NA | NA | NA | NA | NA | NA | Y
West Point Facility IC | GEN8 | Natural Gas | Internal Combustion | Operating | 1 | 1 | 46017.93 | 598.48 | 5.87 | 592.61 | 592.61 | 0 | 11.59 | NA | 3000 | NA | NA | NA | NA | NA | NA | Y
West Point Facility IC | GEN9 | Natural Gas | Internal Combustion | Operating | 0.9 | 0.9 | 46018.83 | 598.48 | 5.87 | 592.61 | 592.61 | 0 | 11.59 | NA | 3000 | NA | NA | NA | NA | NA | NA | Y
West Point Facility IC | GN10 | Natural Gas | Internal Combustion | Operating | 0.9 | 0.9 | 46019.73 | 598.48 | 5.87 | 592.61 | 592.61 | 0 | 11.59 | NA | 3000 | NA | NA | NA | NA | NA | NA | Y
West Point Facility IC | GEN3 | Petroleum Products | Internal Combustion | Out of Service | 2.5 | 2.5 | 46022.23 | 622.3 | 29.69 | 592.61 | 592.61 | 0 | 11.59 | NA | 3000 | NA | NA | NA | NA | NA | NA | Y
West Point Facility IC | GEN5 | Petroleum Products | Internal Combustion | Operating | 1.2 | 1.2 | 46023.43 | 622.3 | 29.69 | 592.61 | 592.61 | 0 | 11.59 | NA | 3000 | NA | NA | NA | NA | NA | NA | Y
West Point Facility IC | GEN6 | Petroleum Products | Internal Combustion | Out of Service | 1.2 | 1.2 | 46024.63 | 622.3 | 29.69 | 592.61 | 592.61 | 0 | 11.59 | NA | 3000 | NA | NA | NA | NA | NA | NA | Y
West Point Facility IC | GN11 | Petroleum Products | Internal Combustion | Operating | 0.9 | 0.9 | 46025.53 | 622.3 | 29.69 | 592.61 | 592.61 | 0 | 11.59 | NA | 3000 | NA | NA | NA | NA | NA | NA | Y
New Castle IC | EMDA | Petroleum Products | Internal Combustion | Operating | 2.5 | 2.5 | 46028.03 | 701.64 | 109.03 | 592.61 | 592.61 | 0 | 7.25 | NA | 12889 | 262 | 0 | 0 | NA | NA | NA | N
New Castle IC | EMDB | Petroleum Products | Internal Combustion | Out of Service | 2.5 | 2.5 | 46030.53 | 701.64 | 109.03 | 592.61 | 592.61 | 0 | 7.25 | NA | 12889 | 262 | 0 | 0 | NA | NA | NA | N
West Point Facility IC | GN12 | Petroleum Products | Internal Combustion | Operating | 2 | 2 | 46032.53 | 701.64 | 109.03 | 592.61 | 592.61 | 0 | 11.59 | NA | 3000 | NA | NA | NA | NA | NA | NA | Y
West Point Facility IC | GN13 | Petroleum Products | Internal Combustion | Operating | 2 | 2 | 46034.53 | 701.64 | 109.03 | 592.61 | 592.61 | 0 | 11.59 | NA | 3000 | NA | NA | NA | NA | NA | NA | Y
Sunbury IC | DI2 | Petroleum Products | Internal Combustion | Operating | 5 | 5 | 46039.53 | 793.36 | 200.75 | 592.61 | 592.61 | 0 | 2.57 | 2933.14 | 20333 | 122 | 6 | 0.01 | NA | NA | NA | N
PPG Industries Works 6 IC Facility | L1 | Petroleum Products | Internal Combustion | Operating | 2 | 2 | 46041.53 | 856.24 | 263.63 | 592.61 | 592.61 | 0 | 7.78 | NA | 26640 | NA | NA | NA | NA | NA | NA | N
PPG Industries Works 6 IC Facility | L2AE | Petroleum Products | Internal Combustion | Operating | 1.5 | 1.5 | 46043.03 | 856.24 | 263.63 | 592.61 | 592.61 | 0 | 7.78 | NA | 26640 | NA | NA | NA | NA | NA | NA | N
PPG Industries Works 6 IC Facility | L2BW | Petroleum Products | Internal Combustion | Operating | 1.5 | 1.5 | 46044.53 | 856.24 | 263.63 | 592.61 | 592.61 | 0 | 7.78 | NA | 26640 | NA | NA | NA | NA | NA | NA | N