## Transmission Lines
Transmission Line Key | Line Name | Company | Ultimate Parent | Voltage (kV) | Miles (miles) | Year in Service
5070 | Mt.Morris 502 Jct. to Kammer | Multi-Owned | Multi-Owned | 500 | 42.15 | NA | American Electric Power Company | AP | PA high | RPJM mid high
9159 | Beaver Valley to Sammis | American Transmission Systems, Incorporated | FirstEnergy Corp. | 345 | 13.78 | NA | American Electric Power Company | DUQ | PA high | RPJM mid high
9168 | Highland to Mansfield | American Transmission Systems, Incorporated | FirstEnergy Corp. | 345 | 51.17 | NA | DUQ | ATSI | PA high | RPJM mid high
9369 | Keystone to Juniata | Multi-Owned | Multi-Owned | 500 | 118.4 | NA | PPL | Pennsylvania Electric Company | PA high | PA low
9388 | Lewistown to MIddletown Junction | Multi-Owned | Multi-Owned | 230 | 30.73 | NA | PPL | Pennsylvania Electric Company | PA high | PA low
293 | Trans-Allegheny Interstate Line (TrAIL) | Multi-Owned | Multi-Owned | 500 | 151.7 | 2011 |  |  | PA high | RPJM mid high
1971 | Osage to Whiteley 138 kV Line | West Penn Power Company | FirstEnergy Corp. | 138 | 14 | 2013 |  |  | PA high | RPJM mid high
3957 | Homer City to Stolle Road | New York State Electric & Gas Corporation | Iberdrola, S.A. | 345 | 167 | NA |  |  | PA high |  | to external zone
3958 | Homer City to Watercure-Oakdale | New York State Electric & Gas Corporation | Iberdrola, S.A. | 345 | 180 | NA |  |  | PA high |  | to external zone
4749 | Wylie Ridge to Cranberry | Multi-Owned | FirstEnergy Corp. | 500 | 34.55 | NA |  |  | PA high | RPJM mid high
5059 | Fort Martin to Ronco | West Penn Power Company | FirstEnergy Corp. | 500 | 14.12 | NA |  |  | PA high | RPJM mid high
5062 | Hatfield to Black Oak | West Penn Power Company | FirstEnergy Corp. | 500 | 61.43 | NA |  |  | PA high | RPJM mid high
5069 | Mt.Morris 502 Jct. to Harrison | West Penn Power Company | FirstEnergy Corp. | 500 | 1.35 | NA |  |  | PA high | RPJM mid high
9161 | Chamberlin to Mansfield | Ohio Edison Company | FirstEnergy Corp. | 345 | 86.67 | NA |  |  | PA high | RPJM mid high
9169 | Highland to Shenango | American Transmission Systems, Incorporated | FirstEnergy Corp. | 345 | 23.6 | NA |  |  | PA high | RPJM mid high
9371 | Erie West to Ohio State | Pennsylvania Electric Company | FirstEnergy Corp. | 345 | 7.25 | NA |  |  | PA high | RPJM mid high
9375 | East Towanda to Hillside | Multi-Owned | Multi-Owned | 230 | 33.37 | NA |  |  | PA high |  | to external zone
9376 | Erie East to Dunkirk | Pennsylvania Electric Company | FirstEnergy Corp. | 230 | 4.48 | NA |  |  | PA high |  | to external zone
17373 | Lackawanna-North Meshoppen 230-kV Transmission Line | Mid-Atlantic Interstate Transmission, LLC | FirstEnergy Corp. | 230 | 27 | NA |  |  | PA high | PA low
4625 | Pch Btm-Pa St Line to Keeney- Del. State Line | PECO Energy Company | Exelon Corporation | 500 | 24.06 | NA |  |  | PA low | RPJM mid high
5049 | Mickleton-Gloucester-Camden Reinforcement | Public Service Electric and Gas Company | Public Service Enterprise Group Incorporated | 230 | 26 | 2015 |  |  | PA low | RPJM low
6002 | Branchburg to Elroy | Public Service Electric and Gas Company | Public Service Enterprise Group Incorporated | 500 | 14.5 | NA |  |  | PA low | RPJM low
6040 | Mercer to WF- Cogen | Public Service Electric and Gas Company | Public Service Enterprise Group Incorporated | 230 | 2.55 | NA |  |  | PA low | RPJM low
6044 | Kittatinny to Bushkill | Public Service Electric and Gas Company | Public Service Enterprise Group Incorporated | 230 | 9.6 | NA |  |  | PA low | RPJM low
6916 | Gilbert to Hosensack | Jersey Central Power & Light Company | FirstEnergy Corp. | 230 | 0.28 | NA |  |  | PA low | RPJM low
6925 | Portland to Whippany | Jersey Central Power & Light Company | FirstEnergy Corp. | 230 | 41.11 | NA |  |  | PA low | RPJM low
15092 | Pepco To Clay | PECO Energy Company | Exelon Corporation | 230 | 22.88 | NA |  |  | PA low | RPJM low
5994 | Hope Creek to Red Lion (River Crossing) | Multi-Owned | Multi-Owned | 500 | 19.41 | NA | Atlantic City Electric Company | Delmarva Power and Light Company |  |  | internal
650 | Neptune Undersea Electric Transmission | Neptune Power Ventures LLC | PowerBridge, LLC | 500 | 65 | 2007 |  |  | RPJM low |  | to external zone
4058 | Rampo to NY/NJ State | Orange and Rockland Utilities, Inc. | Consolidated Edison, Inc. | 500 | 5.37 | NA |  |  | RPJM low |  | to external zone
4074 | Gowanus to Goethals | Consolidated Edison Company of New York, Inc. | Consolidated Edison, Inc. | 345 | 12.89 | NA |  |  | RPJM low |  | to external zone
9140 | Collier To Tidd | Multi-Owned | Multi-Owned | 345 | 23.98 | NA | AP | DUQ | RPJM mid high | PA high
8274 | Cloverdale To Lexington | Appalachian Power Company | American Electric Power Company, Inc. | 500 | 36.18 | NA | American Electric Power Company | Dominion | RPJM super high | RPJM mid high
4847 | Sub 66 to Mt Airy Tap | Potomac Electric Power Company | Multi-Owned | 500 | 18.12 | NA | AP | Potomac Electric Power Company | RPJM super high | RPJM mid high
4854 | Station H to Sub 118 | Potomac Electric Power Company | Multi-Owned | 230 | 10.03 | NA | AP | Potomac Electric Power Company | RPJM super high | RPJM mid high
7756 | Mt. Storm To Valley | Multi-Owned | Multi-Owned | 500 | 64.39 | NA | AP | Dominion | RPJM super high | RPJM mid high
16512 | Gordonsville to Pratts 230 kV Line | Trans-Allegheny Interstate Line Company | FirstEnergy Corp. | 230 | 18 | NA | AP | Dominion | RPJM super high | RPJM mid high
16955 | Front Royal to Morrisville 500 kV Transmission Line | Virginia Electric and Power Company | Dominion Energy, Inc. | 500 | 45.47 | NA | AP | Dominion | RPJM super high | RPJM mid high
4398 | Conemaugh to Conastone | Multi-Owned | Multi-Owned | 500 | 152 | NA | Baltimore Gas and Electric Company | Pennsylvania Electric Company | RPJM super high | PA high | PA low
4431 | Manor to Graceton | PPL Electric Utilities Corporation | PPL Corporation | 230 | 15 | 2013 | Baltimore Gas and Electric Company | Metropolitan Edison Company | RPJM super high | PA low
9336 | Conastone to Vic. Twr 108 (Brighton Tap) | Baltimore Gas and Electric Company | Exelon Corporation | 500 | 47.92 | NA | Baltimore Gas and Electric Company | AP | RPJM super high | RPJM mid high
7983 | Doubs To Pleasant View | Potomac Edison Company | FirstEnergy Corp. | 500 | 18.42 | NA | Dominion Resources Inc. | AP | RPJM super high | RPJM mid high
9357 | Graceton (East) to MD/PA Line (Cooper) | Baltimore Gas and Electric Company | Exelon Corporation | 230 | 1.85 | NA |  |  | RPJM super high | PA low
9358 | Graceton (West) to MD/PA Line (Manor) | Baltimore Gas and Electric Company | Exelon Corporation | 230 | 1.41 | NA |  |  | RPJM super high | PA low
7020 | Greene Sub To Beatty Sub | Multi-Owned | Multi-Owned | 345 | 49 | NA | American Electric Power Company | Dayton
7031 | Stuart Sub. To Spurlock Tap | Multi-Owned | Multi-Owned | 345 | 7.62 | NA | American Electric Power Company | Duke Energy Ohio Kentucky
7974 | Dumont to Marysville | Indiana Michigan Power Company | American Electric Power Company, Inc. | 765 | 104 | NA | American Electric Power Company | Dayton
8584 | East Springfield-Tangy (Springfield – London) | American Transmission Systems, Incorporated | FirstEnergy Corp. | 138 | 19 | 2014 | American Electric Power Company | ATSI
8932 | Stuart to Greene | Multi-Owned | Multi-Owned | 345 | 79 | NA | American Electric Power Company | Dayton
8933 | Stuart to Zimmer | Multi-Owned | Multi-Owned | 345 | 36 | NA | American Electric Power Company | Duke Energy Ohio Kentucky
15100 | Kyger Creek To Pierce | Ohio Valley Electric Corporation | Ohio Valley Electric Corporation | 345 | 119.8 | NA | American Electric Power Company | Duke Energy Ohio Kentucky
15101 | Pierce To X-530(Doe) | Ohio Valley Electric Corporation | Ohio Valley Electric Corporation | 345 | 71.5 | NA | American Electric Power Company | Duke Energy Ohio Kentucky
5057 | Cabot to Keystone | West Penn Power Company | FirstEnergy Corp. | 500 | 27.61 | NA | AP | Pennsylvania Electric Company
5058 | Cabot to Cranberry | West Penn Power Company | FirstEnergy Corp. | 500 | 18 | NA | AP | ATSI
5061 | Harrison to Wylie Ridge | Multi-Owned | FirstEnergy Corp. | 500 | 78.55 | NA | AP | American Electric Power Company
5072 | South Bend To Yukon | West Penn Power Company | FirstEnergy Corp. | 500 | 38.04 | NA | AP | Pennsylvania Electric Company
5075 | Elko to Moshannon | West Penn Power Company | FirstEnergy Corp. | 230 | 21.68 | NA | AP | Pennsylvania Electric Company
8278 | Kammer To Mountaineer | Appalachian Power Company | American Electric Power Company, Inc. | 765 | 114.85 | NA | AP | American Electric Power Company
9380 | Glade to Forest | Pennsylvania Electric Company | FirstEnergy Corp. | 230 | 35.69 | NA | AP | Pennsylvania Electric Company
9394 | Shawville to Elko | Pennsylvania Electric Company | FirstEnergy Corp. | 230 | 28.55 | NA | AP | Pennsylvania Electric Company
9396 | Shawville to Shingletown | Pennsylvania Electric Company | FirstEnergy Corp. | 230 | 40.71 | NA | AP | Pennsylvania Electric Company
9188 | W.H. Sammis to Highland | Ohio Edison Company | FirstEnergy Corp. | 345 | 49.52 | NA | ATSI | American Electric Power Company
9354 | High Ridge to Snowden River Tap | Baltimore Gas and Electric Company | Exelon Corporation | 230 | 3.79 | NA | Baltimore Gas and Electric Company | Potomac Electric Power Company
9361 | Waugh Chapel to High Ridge | Baltimore Gas and Electric Company | Exelon Corporation | 230 | 16.89 | NA | Baltimore Gas and Electric Company | Potomac Electric Power Company
7973 | Dumont to Wilton Center | Indiana Michigan Power Company | American Electric Power Company, Inc. | 765 | 63 | NA | COMED | American Electric Power Company
7044 | Foster To bath | Multi-Owned | Multi-Owned | 345 | 40.19 | NA | Dayton | DEOK
15102 | Clifty Creek To Pierce | Ohio Valley Electric Corporation | Ohio Valley Electric Corporation | 345 | 69.6 | NA | DEOK | Kentucky
15043 | Potomac River To Substation 83, D.C. | Potomac Electric Power Company | Multi-Owned | 230 | 4.74 | NA | Dominion | Potomac River To Substation 83, D.C.
4851 | Sub 202 to Possum Point | Potomac Electric Power Company | Multi-Owned | 500 | 32.25 | NA | Dominion Resources Inc. | Potomac Electric Power Company
8389 | Pleasant View to Dickerson | Virginia Electric and Power Company | Dominion Energy, Inc. | 230 | 3.12 | NA | Dominion Resources Inc. | Potomac Electric Power Company
9180 | Mansfield to Hoytdale | American Transmission Systems, Incorporated | FirstEnergy Corp. | 345 | 22.38 | NA | DUQ | ATSI
5180 | Cedar to Oyster Creek | Atlantic City Electric Company | Multi-Owned | 230 | 14.02 | NA | Jersey Central Power and Light Company | Atlantic City Electric Company
5999 | New Freedom to East Windsor | Multi-Owned | Multi-Owned | 500 | 51.5 | NA | Jersey Central Power and Light Company | Atlantic City Electric Company
6004 | Branchburg To New York 69/7 | Public Service Electric and Gas Company | Public Service Enterprise Group Incorporated | 500 | 69.28 | NA | Jersey Central Power and Light Company | Rockland Electric Company
6025 | Roseland to Montville | Public Service Electric and Gas Company | Public Service Enterprise Group Incorporated | 230 | 7.23 | NA | Jersey Central Power and Light Company | Public Service Electric and Gas Company
6073 | Sewaren to Raritan Steel | Public Service Electric and Gas Company | Public Service Enterprise Group Incorporated | 230 | 4.44 | NA | Jersey Central Power and Light Company | Public Service Electric and Gas Company
6908 | Smithburg to Deans | Jersey Central Power & Light Company | FirstEnergy Corp. | 500 | 17.91 | NA | Jersey Central Power and Light Company | Public Service Electric and Gas Company
6936 | Whippany to Roseland | Jersey Central Power & Light Company | FirstEnergy Corp. | 230 | 2.67 | NA | Jersey Central Power and Light Company | Public Service Electric and Gas Company
14444 | Branchburg-Bridgewater 230 KV Transmission Line | Public Service Electric and Gas Company | Public Service Enterprise Group Incorporated | 230 | 30 | 2014 | Jersey Central Power and Light Company | Public Service Electric and Gas Company
7866 | 0703 HANGING ROCK, OH to JEFFERSON, IN | Kentucky Power Company | American Electric Power Company, Inc. | 765 | 154.74 | NA | Kentucky | American Electric Power Company
7972 | Dumont to Jefferson | Indiana Michigan Power Company | American Electric Power Company, Inc. | 765 | 203 | NA | Kentucky | American Electric Power Company
4623 | Peach Bottom Sub to Pt. oc Conn With CPCO at PA-MD | PECO Energy Company | Exelon Corporation | 500 | 6.26 | NA | PECO | PPL
4368 | Martins Creek to Quarry #2 | PPL Electric Utilities Corporation | PPL Corporation | 230 | 21.04 | NA | PPL | Edison
4416 | Cumberland to West Shore | PPL Electric Utilities Corporation | PPL Corporation | 230 | 11.72 | NA | PPL | Edison
4424 | Hummelstown to Middletown Jct. | PPL Electric Utilities Corporation | PPL Corporation | 230 | 7 | NA | PPL | Edison
15949 | Brunner Island to West Shore 230 kV Line | PPL Electric Utilities Corporation | PPL Corporation | 230 | 16 | 2013 | PPL | Edison
16054 | Susquehanna-Roseland Transmission | Multi-Owned | Multi-Owned | 500 | 150 | 2015 | PPL | Public Service Electric and Gas Company
6046 | New Freedom to Beaver Brook | Public Service Electric and Gas Company | Public Service Enterprise Group Incorporated | 230 | 12.6 | NA | Public Service Electric and Gas Company | Atlantic City Electric Company
6078 | Cox's Corner to Silver Lake | Public Service Electric and Gas Company | Public Service Enterprise Group Incorporated | 230 | 12.22 | NA | Public Service Electric and Gas Company | Atlantic City Electric Company
6927 | Raritan River to Traynor | Jersey Central Power & Light Company | FirstEnergy Corp. | 230 | 23.68 | NA | Public Service Electric and Gas Company | Jersey Central Power and Light Company
8241 | Kammer To Dumont | Ohio Power Company | American Electric Power Company, Inc. | 765 | 226.33 | NA | The Dayton Power and Light Company | American Electric Power Company
8243 | Gavin To Marysville | Ohio Power Company | American Electric Power Company, Inc. | 765 | 124.4 | NA | The Dayton Power and Light Company | American Electric Power Company
10710 | 0621 Byron To Cherry Valley | Commonwealth Edison Company | Exelon Corporation | 345 | 21.5 | NA
10711 | 0622 Byron To Cherry Valley | Commonwealth Edison Company | Exelon Corporation | 345 | 21.54 | NA
10712 | 0624 Byron To Wempletown | Commonwealth Edison Company | Exelon Corporation | 345 | 28.28 | NA
10713 | 0627 Byron To Lee County E.C. | Commonwealth Edison Company | Exelon Corporation | 345 | 19.47 | NA
178 | Big Rivers - Ohio 161 Kv Transmission Line | Big Rivers Electric Corporation | Big Rivers Electric Corporation | 161 | 13 | 2012
183 | Bristers-Gainesville 230kV Line | Virginia Electric and Power Company | Dominion Energy, Inc. | 230 | 16 | 2009
188 | Carson-Suffolk 500 kV Line | Virginia Electric and Power Company | Dominion Energy, Inc. | 500 | 61.46 | 2011
206 | Smith-West Garrard Transmission line | East Kentucky Power Cooperative Inc. | East Kentucky Power Cooperative Inc. | 345 | 37 | 2009
210 | Flint Creek to Shipe Road 345 kV Transmission line | Southwestern Electric Power Company | American Electric Power Company, Inc. | 345 | 14 | 2014
214 | Genoa-Durant line | International Transmission Company | Multi-Owned | 120 | 21 | 2009
218 | Greenville-Kinston Dupont 230 kV Line | Multi-Owned | Multi-Owned | 230 | 25 | 2014
230 | Northern Illinois (LaSalle - Fox River) | Ameren Illinois Company | Ameren Corporation | 138 | 24.5 | 2010
235 | Meadow Brook-Loudoun | Virginia Electric and Power Company | Dominion Energy, Inc. | 500 | 65.51 | 2011
248 | Norwalk-Northport (Long Island Cable) | Multi-Owned | Multi-Owned | 138 | 11 | 2008
249 | NW Arkansas Reliability Improvement | Southwestern Electric Power Company | American Electric Power Company, Inc. | 345 | 11.53 | 2008
259 | Pleasant Garden to Asheboro 230 kV Line | Multi-Owned | Multi-Owned | 230 | 18.48 | NA
260 | Pleasant View-Hamilton | Dominion Energy, Inc. | Dominion Energy, Inc. | 230 | 12 | 2010
264 | Fort Bragg Woodruff St. to Richmond Sub | Duke Energy Progress, LLC | Multi-Owned | 230 | 64 | 2011
270 | Rockingham-Lilesville Transmission Line | Multi-Owned | Multi-Owned | 230 | 14 | 2014
271 | Rockingham-Wadesboro transmission Line | Progress Energy, Inc. | Multi-Owned | 230 | 13 | 2009
272 | Rockingham-West End 230kV Transmission Line | Progress Energy, Inc. | Multi-Owned | 230 | 32 | 2011
291 | Suffolk-Thrasher 230 KV Line | Dominion Energy, Inc. | Dominion Energy, Inc. | 230 | 23 | 2011
469 | Norwalk-Glenbrook Cable (Norwalk-Stamford) | Connecticut Light and Power Company | Eversource Energy | 115 | 9 | 2008
471 | Blackberry-Chouteau 345 kV Transmission Line | Associated Electric Cooperative Inc. | Associated Electric Cooperative Inc. | 345 | 108 | 2013
494 | Greater Springfield Reliability (NEEWS-345Kv) | Multi-Owned | Multi-Owned | 345 | 39 | 2013
521 | Asheville-Enka Transmission line, Phase - II | Progress Energy, Inc. | Multi-Owned | 115 | 7.6 | 2012
534 | Ithaca Transmission - I (ITP) | New York State Electric & Gas Corporation | Multi-Owned | 115 | 15 | 2010
582 | Arsenal- Logans Ferry | Multi-Owned | Multi-Owned | 345 | 11.65 | NA
603 | East Bowling Green-South Scottsville | Tennessee Valley Authority | Tennessee Valley Authority | 161 | 6 | NA
604 | Loose Creek-Mariosa transmission line | Union Electric Company | Ameren Corporation | 345 | 10.7 | NA
625 | Southwest Connecticut Reliability I (Plumtree S/S to Norwalk S/S) | Connecticut Light and Power Company | Eversource Energy | 345 | 21 | 2006
630 | Interstate Reliability (NEEWS) | Multi-Owned | Multi-Owned | 345 | 75 | 2015
652 | Gibson-Brown-Reid Transmission Phase-I | Southern Indiana Gas and Electric Company, Inc. | Vectren Corporation | 345 | 37 | 2010
659 | Wyoming-Jackson's Ferry | Appalachian Power Company | American Electric Power Company, Inc. | 765 | 89.72 | 2006
661 | Rhode Island Reliability (NEEWS) | Multi-Owned | Multi-Owned | 345 | 21 | 2013
708 | Cross Hudson Transmission | PowerBridge, LLC | PowerBridge, LLC | 345 | 7 | 2013
724 | OPPD Transmission Line | Omaha Public Power District | Omaha Public Power District | 345 | 80 | 2008
728 | M29 Transmission Line | Consolidated Edison Company of New York, Inc. | Consolidated Edison, Inc. | 345 | 10 | 2011
832 | Maury - Rutherford substation Transmission Line | Tennessee Valley Authority | Tennessee Valley Authority | 500 | 27 | 2010
942 | Rockwood-Big River | Union Electric Company | Ameren Corporation | 138 | 11 | 2011
944 | Blaine-Westlake (Phase-I) | Appalachian Power Company | American Electric Power Company, Inc. | 138 | 10 | 2009
1055 | Old Church-Chickahominy 230 kV Line | Dominion Energy, Inc. | Dominion Energy, Inc. | 230 | 16 | 2011
1111 | Northwest Reliability | Commonwealth Edison Company | Exelon Corporation | 138 | 12 | NA
1119 | Volunteer-East Knox Bulk Transmission | Tennessee Valley Authority | Tennessee Valley Authority | 161 | 15 | 2015
1182 | Unionville-Rally Hill 161-kV Transmission Line | Tennessee Valley Authority | Tennessee Valley Authority | 161 | 18 | 2014
1370 | Simpson - Batavia Transmission Line | Michigan Electric Transmission Company, LLC | Multi-Owned | 138 | 22 | 2012
1388 | Holland Cliff – Hewitt Road Transmission Line | Southern Maryland Electric Cooperative, Inc. | Southern Maryland Electric Cooperative, Inc. | 230 | 30 | 2014
1406 | Swain Tie Transmission Line | Duke Energy Corporation | Duke Energy Corporation | 161 | 18 | NA
1528 | Reliability Loop (Salem to Hazleton) | ITC Midwest LLC | Multi-Owned | 345 | 81 | 2013
1579 | Seminole to Muskogee 345 kV Line | Oklahoma Gas and Electric Company | OGE Energy Corp. | 345 | 117 | 2013
1584 | Iatan to Nashua 345 kV Transmission Line | Multi-Owned | Multi-Owned | 345 | 29.85 | 2015
1593 | Remington to Gainesville 230 kV Line | Virginia Electric and Power Company | Dominion Energy, Inc. | 230 | 24.51 | 2012
1625 | Stacy (Geauga 138kV T-Line Supply) | Multi-Owned | FirstEnergy Corp. | 138 | 15 | 2013
1825 | Baldwin-Rush Island Line | Multi-Owned | Ameren Corporation | 345 | 28 | 2010
1958 | Shawboro–Aydlett Tap 230KV Line | Virginia Electric and Power Company | Dominion Energy, Inc. | 230 | 11 | 2015
1975 | Aquia Harbour - Garrisonville 230kV Double-Circuit Line | Dominion Energy, Inc. | Dominion Energy, Inc. | 230 | 5.8 | 2012
2017 | Ames to Ankeny 161 KV Transmission Line | Ames City of | Ames City of | 161 | 22 | 2014
2039 | Southeast Region Reliability I (Lower SEMA) | Multi-Owned | Multi-Owned | 345 | 18 | 2013
2048 | Big Savage 138KV Transmission Line | EverPower Wind, LLC | Terra Firma Capital Partners Ltd. | 138 | 10 | 2012
2072 | Fargo to Mapleridge 345kV Transmission Line | Ameren Illinois Company | Ameren Corporation | 345 | 16 | 2016
2167 | Roberts-OSU 138-kV Transmission Line | AEP Ohio Transmission Company, Inc. | American Electric Power Company, Inc. | 138 | 6 | 2012
2186 | Midwest Transmission 345 kV Line (Sibley-Nebraska City) | Multi-Owned | Multi-Owned | 345 | 181 | 2016
2295 | Gibson-Brown-Reid Transmission Phase-II | Multi-Owned | Multi-Owned | 345 | 26 | 2012
2312 | Hayes-Gaines Point | Virginia Electric and Power Company | Dominion Energy, Inc. | 230 | 3.95 | 2012
2352 | Mt. Storm to Doubs 500 KV Transmission Line | Multi-Owned | Multi-Owned | 500 | 99 | 2014
2418 | Shipe Road to Centerton 161 kV Transmission Line | Southwestern Electric Power Company | American Electric Power Company, Inc. | 161 | 6 | 2014
2455 | Corning Valley Transmission | New York State Electric & Gas Corporation | Multi-Owned | 115 | 9 | 2011
2715 | Bonnyman-to-Soft Shell Transmission | Kentucky Power Company | American Electric Power Company, Inc. | 138 | 20 | 2014
2733 | Chatham-Kent Transmission | Entegrus Transmission Inc. | Entegrus Inc. | 230 | 21 | 2014
2774 | Northeast-Pocono Reliability (Jenkins to West Pocono) | PPL Electric Utilities Corporation | PPL Corporation | 230 | 15 | 2016
2795 | Indian River to Bishop 138 kV Line | Delmarva Power & Light Company | Multi-Owned | 138 | 12 | 2012
2811 | Pleasant Prairie to Zion Energy Center Transmission (MVP-15) | American Transmission Company LLC | American Transmission Company LLC | 345 | 5 | 2013
2860 | Dahlgren 230kV Transmission Line | Virginia Electric and Power Company | Dominion Energy, Inc. | 230 | 10 | 2014
2923 | Madison-Charity Lane 161kV Transmission Line | Tennessee Valley Authority | Tennessee Valley Authority | 161 | 14 | 2015
3121 | Norcross to Oconee | Georgia Power Company | Southern Company | 500 | 79.1 | NA
3147 | Rock River-Elkhorn Line (Rock River to Turtle) | American Transmission Company LLC | American Transmission Company LLC | 138 | 2 | 2009
3158 | Sheldon - Webster Transmission (MVP 3) | MidAmerican Energy Company | Multi-Owned | 345 | 121 | 2016
3503 | Hiawatha-Coffey 161 Kv Transmission Line | ITC Midwest LLC | Multi-Owned | 161 | 10 | 2014
3510 | DAEC to Hazleton | ITC Midwest LLC | Multi-Owned | 345 | 2.9 | NA
3511 | DAEC to Hills | ITC Midwest LLC | Multi-Owned | 345 | 2.7 | NA
3512 | OGS Plant to Montezuma | Multi-Owned | Multi-Owned | 345 | 36 | NA
3513 | Ruan to Sycamore | ITC Midwest LLC | Multi-Owned | 345 | 174.2 | NA
3516 | Rock creek to Salem | ITC Midwest LLC | Multi-Owned | 345 | 49.81 | NA
3517 | Mid-American to Sub 39 | ITC Midwest LLC | Multi-Owned | 345 | 5.9 | NA
3518 | Quad cities to Rock creek | ITC Midwest LLC | Multi-Owned | 345 | 4.99 | NA
3519 | Milan to Monroe | International Transmission Company | Multi-Owned | 345 | 30.92 | NA
3521 | Majestic to Milan | International Transmission Company | Multi-Owned | 345 | 35.2 | NA
3522 | Bayshore to Monroe | International Transmission Company | Multi-Owned | 345 | 2.35 | NA
3526 | Belle River to Jewell | International Transmission Company | Multi-Owned | 345 | 27.8 | NA
3529 | Bismarck to Jewell | International Transmission Company | Multi-Owned | 345 | 8.6 | NA
3530 | Bismarck to Stephens | International Transmission Company | Multi-Owned | 345 | 8.68 | NA
3531 | Blackfoot to Madrid | Multi-Owned | Multi-Owned | 345 | 54.26 | NA
3533 | Brownstown to Fermi #2 | International Transmission Company | Multi-Owned | 345 | 15.43 | NA
3535 | Brownstown to Wayne #1 | International Transmission Company | Multi-Owned | 345 | 22.45 | NA
3537 | Coventry to Cody | International Transmission Company | Multi-Owned | 230 | 6.6 | NA
3538 | Coventry to Majestic | International Transmission Company | Multi-Owned | 345 | 19.87 | NA
3539 | Coventry to Monroe | International Transmission Company | Multi-Owned | 345 | 35.73 | NA
3541 | Coventry to Wixom | International Transmission Company | Multi-Owned | 230 | 14.1 | NA
3542 | Jewell to St. Clair | International Transmission Company | Multi-Owned | 345 | 30.24 | NA
3543 | Jewell to Stephens | International Transmission Company | Multi-Owned | 345 | 16.96 | NA
3545 | Madrid to Majestic | International Transmission Company | Multi-Owned | 345 | 15.92 | NA
3546 | Majestic to Oneida | International Transmission Company | Multi-Owned | 345 | 1.85 | NA
3547 | Majestic to Tompkins | International Transmission Company | Multi-Owned | 345 | 1.85 | NA
3548 | Majestic to Wayne | International Transmission Company | Multi-Owned | 345 | 30.91 | NA
3549 | Monroe to Wayne | International Transmission Company | Multi-Owned | 345 | 24.72 | NA
3551 | Placid to pontiac | International Transmission Company | Multi-Owned | 345 | 9.22 | NA
3552 | Placid to Wixom | International Transmission Company | Multi-Owned | 345 | 15.5 | NA
3553 | Wayne to Wixom #2 | International Transmission Company | Multi-Owned | 345 | 20.22 | NA
3554 | Pontiac to Wixom | International Transmission Company | Multi-Owned | 345 | 24.69 | NA
3555 | St. Clair to Stephens | International Transmission Company | Multi-Owned | 345 | 45.26 | NA
3556 | Thetford to Jewell | Multi-Owned | Multi-Owned | 345 | 56.7 | NA
3557 | Bloomfield to pontiac | International Transmission Company | Multi-Owned | 230 | 9.23 | NA
3558 | Brownstown to Navarre #2 | International Transmission Company | Multi-Owned | 230 | 14.22 | NA
3559 | Brownstown to Elm | International Transmission Company | Multi-Owned | 230 | 10.86 | NA
3560 | Hines to Wayne | International Transmission Company | Multi-Owned | 230 | 7.8 | NA
3562 | Jewell to Sterling | International Transmission Company | Multi-Owned | 230 | 9.78 | NA
3564 | Navarre to Waterman | International Transmission Company | Multi-Owned | 230 | 4.41 | NA
3565 | Jewell to Spokane | International Transmission Company | Multi-Owned | 345 | 2.86 | NA
3566 | Jewell to Spokane | International Transmission Company | Multi-Owned | 230 | 9.31 | NA
3567 | Quaker to Wixom | International Transmission Company | Multi-Owned | 230 | 9.86 | NA
3568 | Caniff to Stephens (UGL) | International Transmission Company | Multi-Owned | 345 | 7.3 | NA
3569 | Palisades to Tallmadge 2 | Michigan Electric Transmission Company, LLC | Multi-Owned | 345 | 62.4 | NA
3571 | Palisades to Argenta | Michigan Electric Transmission Company, LLC | Multi-Owned | 345 | 40.05 | NA
3572 | Palisades to Palisades JCT | Michigan Electric Transmission Company, LLC | Multi-Owned | 345 | 0.62 | NA
3573 | Argenta to Pontiac & Wayne | Michigan Electric Transmission Company, LLC | Multi-Owned | 345 | 87 | NA
3574 | Argenta to Kenowa | Michigan Electric Transmission Company, LLC | Multi-Owned | 345 | 60.63 | NA
3576 | Monroe to Lemoyne Bayshore | Michigan Electric Transmission Company, LLC | Multi-Owned | 345 | 13.89 | NA
3669 | Racine to Pleasant Prairie SW YD | American Transmission Company LLC | American Transmission Company LLC | 345 | 10.86 | NA
3676 | Wempletown to Rockdale | American Transmission Company LLC | American Transmission Company LLC | 345 | 37.72 | NA
3679 | Arcadian to Zion | American Transmission Company LLC | American Transmission Company LLC | 345 | 53.54 | NA
3690 | Paddock to Wempletown | American Transmission Company LLC | American Transmission Company LLC | 345 | 3.75 | NA
3691 | Pleasant Prairie SW YD to Arcadian | American Transmission Company LLC | American Transmission Company LLC | 345 | 51.81 | NA
3692 | Racine to Elm Road 345 Sws Yd | American Transmission Company LLC | American Transmission Company LLC | 345 | 11.88 | NA
3699 | Pleasant Prairie SW YD to Bain | American Transmission Company LLC | American Transmission Company LLC | 345 | 1.72 | NA
3700 | Pleasant Prairie SW YD to Bain | American Transmission Company LLC | American Transmission Company LLC | 345 | 1.16 | NA
3704 | Paddock-Rockdale 345 KV Access | American Transmission Company LLC | American Transmission Company LLC | 345 | 34.98 | 2010
3758 | Homer City to Stolle 37 | Niagara Mohawk Power Corporation | National Grid plc | 345 | 37.3 | NA
3759 | Edic to New Scotland 14 & 18 | Niagara Mohawk Power Corporation | National Grid plc | 345 | 83.24 | NA
3763 | Marcy to New Scotland 18 | Niagara Mohawk Power Corporation | National Grid plc | 345 | 82.99 | NA
3770 | Lafayette to Oakdale 4 | Niagara Mohawk Power Corporation | National Grid plc | 345 | 38.64 | NA
3775 | New Scotland to Alps 2 - Berkshire 393 | Niagara Mohawk Power Corporation | National Grid plc | 345 | 30.81 | NA
3776 | Reynolds Road to Alps 1 | Niagara Mohawk Power Corporation | National Grid plc | 345 | 11.12 | NA
3777 | New Scotland to Leeds 91-95 | Niagara Mohawk Power Corporation | National Grid plc | 345 | 51.6 | NA
3778 | Dunkirk - S Ripley to Ripley - Erie 69 | Niagara Mohawk Power Corporation | National Grid plc | 230 | 31.8 | NA
3779 | Gardenville to Dunkirk 73 | Niagara Mohawk Power Corporation | National Grid plc | 230 | 47.22 | NA
3780 | Gardenville to Dunkirk 74 | Niagara Mohawk Power Corporation | National Grid plc | 230 | 47.22 | NA
3793 | Rotterdam to New Scotland 13 | Niagara Mohawk Power Corporation | National Grid plc | 230 | 62.39 | NA
3838 | Church Road to Getwell Transmission line- 230KV | Entergy Mississippi, Inc. | Entergy Corporation | 230 | 11 | 2013
3848 | Hamlet to Holland Bottoms 161 kV Line | Entergy Arkansas, Inc. | Entergy Corporation | 161 | 21 | 2012
3854 | Blenheim-Gilboa to Fraser | New York Power Authority | New York Power Authority | 345 | 33.62 | NA
3860 | Mercy to Coopers Corners | New York Power Authority | New York Power Authority | 345 | 134.9 | NA
3861 | Edic to Fraser | New York Power Authority | New York Power Authority | 345 | 76.3 | NA
3862 | Blenheim-Gilboa to Leeds | New York Power Authority | New York Power Authority | 765 | 36.9 | NA
3863 | Blenheim-Gilboa to New Scotland | New York Power Authority | New York Power Authority | 345 | 31.82 | NA
3864 | Coopers Corners to Rock Tavern | New York Power Authority | New York Power Authority | 345 | 46.1 | NA
3874 | Roseton to East Fishkill | New York Power Authority | New York Power Authority | 345 | 8.3 | NA
3919 | Sub 56 to Sub 91 | MidAmerican Energy Company | Berkshire Hathaway Inc. | 345 | 13.37 | NA
3920 | Sub 91 to QCPS | MidAmerican Energy Company | Berkshire Hathaway Inc. | 345 | 13.64 | NA
3921 | Raun to lehigh | MidAmerican Energy Company | Berkshire Hathaway Inc. | 345 | 116.14 | NA
3922 | Lehigh to Webster | MidAmerican Energy Company | Berkshire Hathaway Inc. | 345 | 14.49 | NA
3923 | CBEC4 to Fallow Ave Sub | MidAmerican Energy Company | Berkshire Hathaway Inc. | 345 | 71.29 | NA
3924 | Fallow Ave Sub to Grimes | MidAmerican Energy Company | Berkshire Hathaway Inc. | 345 | 52.36 | NA
3925 | SE Polk to GDMEC | MidAmerican Energy Company | Berkshire Hathaway Inc. | 345 | 1.28 | NA
3926 | GDMEC to Bondurant | MidAmerican Energy Company | Berkshire Hathaway Inc. | 345 | 8.66 | NA
3928 | Sub 92 to Hills | MidAmerican Energy Company | Berkshire Hathaway Inc. | 345 | 16.32 | NA
3929 | Bondurant to Montezuma | MidAmerican Energy Company | Berkshire Hathaway Inc. | 345 | 49.91 | NA
3930 | Walcott to Sub92 | MidAmerican Energy Company | Berkshire Hathaway Inc. | 345 | 21.5 | NA
3931 | Madison Cty SW Sta to Norwalk | MidAmerican Energy Company | Berkshire Hathaway Inc. | 345 | 14.62 | NA
3932 | Norwalk to S.E. Polk | MidAmerican Energy Company | Berkshire Hathaway Inc. | 345 | 10.02 | NA
3933 | IA State Line to Cooper | Multi-Owned | Multi-Owned | 345 | 23.54 | NA
3934 | Sycamore to Bondurant | MidAmerican Energy Company | Berkshire Hathaway Inc. | 345 | 9.38 | NA
3935 | Booneville to MO State Line | MidAmerican Energy Company | Berkshire Hathaway Inc. | 345 | 97.13 | NA
3936 | Grimes North to Lehigh | MidAmerican Energy Company | Berkshire Hathaway Inc. | 345 | 61.66 | NA
3937 | Sycamore north to Grimes north | MidAmerican Energy Company | Berkshire Hathaway Inc. | 345 | 7.64 | NA
3938 | Sub K to Hills | MidAmerican Energy Company | Berkshire Hathaway Inc. | 345 | 12.68 | NA
3939 | CBEC to W. Pony Creek Tap | MidAmerican Energy Company | Berkshire Hathaway Inc. | 345 | 2.41 | NA
3940 | East Rolling hills tap to Madison County | MidAmerican Energy Company | Berkshire Hathaway Inc. | 345 | 55.71 | NA
3941 | West Rolling hills tap to Rolling Hills | MidAmerican Energy Company | Berkshire Hathaway Inc. | 345 | 0.05 | NA
3942 | East Rolling hills tap to Rolling Hills | MidAmerican Energy Company | Berkshire Hathaway Inc. | 345 | 0.05 | NA
3943 | Madison County to Booneville | MidAmerican Energy Company | Berkshire Hathaway Inc. | 345 | 13.15 | NA
3944 | Sub 93 to Sub 39 | MidAmerican Energy Company | Berkshire Hathaway Inc. | 345 | 47.54 | NA
3945 | Sub 93 to Sub 92 | MidAmerican Energy Company | Berkshire Hathaway Inc. | 345 | 23.92 | NA
3946 | Sub 93 to Sub T | MidAmerican Energy Company | Berkshire Hathaway Inc. | 345 | 25.64 | NA
3947 | CBEC to NE state Line | MidAmerican Energy Company | Berkshire Hathaway Inc. | 345 | 6.16 | NA
3948 | DAEC to Hazleton | MidAmerican Energy Company | Berkshire Hathaway Inc. | 345 | 18.12 | NA
3949 | Grimes South to Sycamore South | MidAmerican Energy Company | Berkshire Hathaway Inc. | 345 | 7.64 | NA
3950 | Montezuma to Hills | MidAmerican Energy Company | Berkshire Hathaway Inc. | 345 | 53.6 | NA
3951 | Sub 39 to MEC Cordova Sub | MidAmerican Energy Company | Berkshire Hathaway Inc. | 345 | 15.45 | NA
3952 | QCPS to MEC Cordova Sub | MidAmerican Energy Company | Berkshire Hathaway Inc. | 345 | 2.23 | NA
3953 | Sub K to DAEC | Multi-Owned | Multi-Owned | 345 | 29.34 | NA
3955 | Sub 56 to Walcott | MidAmerican Energy Company | Berkshire Hathaway Inc. | 345 | 6.38 | NA
3956 | Bainbridge to Beaverkill (T-47) | New York State Electric & Gas Corporation | Iberdrola, S.A. | 345 | 50 | NA
3959 | Homer City to Oakdale | New York State Electric & Gas Corporation | Iberdrola, S.A. | 345 | 62 | NA
3960 | Oakdale to Lapeer Sw. Sta. | New York State Electric & Gas Corporation | Iberdrola, S.A. | 345 | 26 | NA
3961 | Homer City to NY State Line | New York State Electric & Gas Corporation | Iberdrola, S.A. | 345 | 169 | NA
3965 | Meyer to Hillside | New York State Electric & Gas Corporation | Iberdrola, S.A. | 230 | 63 | NA
3966 | Hillside to NY/PA State Line | New York State Electric & Gas Corporation | Iberdrola, S.A. | 230 | 12 | NA
3967 | Stolle Road to Meyer | New York State Electric & Gas Corporation | Iberdrola, S.A. | 230 | 58 | NA
3968 | Str#95 (Elmira District) to Oakdale | New York State Electric & Gas Corporation | Iberdrola, S.A. | 230 | 31 | NA
4043 | Roseton to Rock Tavern | Central Hudson Gas & Electric Corporation | Multi-Owned | 345 | 17.22 | NA
4044 | Roseton to Hurley Avenue | Central Hudson Gas & Electric Corporation | Multi-Owned | 345 | 30.31 | NA
4045 | Hurley Avenue to Leeds | Central Hudson Gas & Electric Corporation | Multi-Owned | 345 | 28.62 | NA
4053 | Millington to Townsend 138 kV Line (Church Station to MD/DE) | Delmarva Power & Light Company | Multi-Owned | 138 | 12 | 2014
4055 | Bowline point(L67) to West Haverstraw Trans str. | Orange and Rockland Utilities, Inc. | Consolidated Edison, Inc. | 345 | 1.69 | NA
4056 | Rampo 345Kv(W72) to Ladentown | Orange and Rockland Utilities, Inc. | Consolidated Edison, Inc. | 345 | 5.28 | NA
4057 | Ladentown (Y88) to Buchanan(Con Ed) | Orange and Rockland Utilities, Inc. | Consolidated Edison, Inc. | 345 | 9.37 | NA
4059 | Pleasant valley to New York-Connecticut | Consolidated Edison Company of New York, Inc. | Consolidated Edison, Inc. | 345 | 17.73 | NA
4060 | Millwood via East to Sprainbrook | Consolidated Edison Company of New York, Inc. | Consolidated Edison, Inc. | 345 | 18.42 | NA
4061 | Sprainbrook to Dunwoodie | Consolidated Edison Company of New York, Inc. | Consolidated Edison, Inc. | 345 | 1.11 | NA
4062 | Fresh Kills to Goethals | Consolidated Edison Company of New York, Inc. | Consolidated Edison, Inc. | 345 | 2.02 | NA
4063 | West Haverstraw Terminal to Ladentown Sw. Sta. | Multi-Owned | Consolidated Edison, Inc. | 345 | 5.03 | NA
4064 | Ramapo Substation via Laden to Buchanan | Orange and Rockland Utilities, Inc. | Consolidated Edison, Inc. | 345 | 15.96 | NA
4065 | Ramapo to NY - NJ State Line | Consolidated Edison Company of New York, Inc. | Consolidated Edison, Inc. | 345 | 3.52 | NA
4066 | Buchanan to Millwood | Consolidated Edison Company of New York, Inc. | Consolidated Edison, Inc. | 345 | 9.8 | NA
4067 | Dunwoodie to Pleasant Valley | Consolidated Edison Company of New York, Inc. | Consolidated Edison, Inc. | 345 | 61.19 | NA
4068 | Ramapo to Rock Tavern | Orange and Rockland Utilities, Inc. | Consolidated Edison, Inc. | 345 | 27.4 | NA
4069 | Millwood Substation Via Woo to Pleasant Valley | Consolidated Edison Company of New York, Inc. | Consolidated Edison, Inc. | 345 | 40.86 | NA
4070 | Dunwoodie via Mott Haven S to Rainey | Consolidated Edison Company of New York, Inc. | Consolidated Edison, Inc. | 345 | 15.31 | NA
4071 | Rainey to Farragut | Consolidated Edison Company of New York, Inc. | Consolidated Edison, Inc. | 345 | 7.37 | NA
4072 | Farragut to East 13th St. | Consolidated Edison Company of New York, Inc. | Consolidated Edison, Inc. | 345 | 1.89 | NA
4073 | Farragut to Gowanus | Consolidated Edison Company of New York, Inc. | Consolidated Edison, Inc. | 345 | 3.91 | NA
4075 | Farragut to New York - New Jersey State | Consolidated Edison Company of New York, Inc. | Consolidated Edison, Inc. | 345 | 3.4 | NA
4076 | Sprainbrook to Tremont | Consolidated Edison Company of New York, Inc. | Consolidated Edison, Inc. | 345 | 9.26 | NA
4077 | Sprainbrook to West 49th St. | Consolidated Edison Company of New York, Inc. | Consolidated Edison, Inc. | 345 | 17.41 | NA
4078 | West 49th St. to East 13th Street | Consolidated Edison Company of New York, Inc. | Consolidated Edison, Inc. | 345 | 4.15 | NA
4079 | Dunwoodie to Westchester/Nassau; County | Consolidated Edison Company of New York, Inc. | Consolidated Edison, Inc. | 345 | 10.05 | NA
4080 | Goethals to New York - New Jersey State | Consolidated Edison Company of New York, Inc. | Consolidated Edison, Inc. | 230 | 0.38 | NA
4107 | Oakdale to Fraser | New York State Electric & Gas Corporation | Iberdrola, S.A. | 345 | 56.9 | NA
4108 | Fraser to Coopers Corner | New York State Electric & Gas Corporation | Iberdrola, S.A. | 345 | 46.64 | NA
4109 | Watercure to Oakdale | New York State Electric & Gas Corporation | Iberdrola, S.A. | 345 | 42.5 | NA
4110 | Oakdale to Clarks Corners | New York State Electric & Gas Corporation | Iberdrola, S.A. | 345 | 21.15 | NA
4111 | Clarks Corners to Lafayette | New York State Electric & Gas Corporation | Iberdrola, S.A. | 345 | 4.06 | NA
4113 | Hillside to Watercure | New York State Electric & Gas Corporation | Iberdrola, S.A. | 230 | 1.27 | NA
4116 | Avoca to Hillside | New York State Electric & Gas Corporation | Iberdrola, S.A. | 230 | 46.75 | NA
4119 | Wethersfield to Meyer | New York State Electric & Gas Corporation | Iberdrola, S.A. | 230 | 31.4 | NA
4153 | Execution Rocks to Shore Road (Glenwood) | Long Island Power Authority | Long Island Power Authority | 345 | 7.6 | NA
4154 | Duffy Ave Convertor Station to Newbridge Rd 345kv | Long Island Power Authority | Long Island Power Authority | 345 | 1.7 | NA
4157 | Wythe Area Improvements - 138KV Line | Appalachian Power Company | American Electric Power Company, Inc. | 138 | 17 | 2016
4159 | Juniata to Three Mile Island | Multi-Owned | Multi-Owned | 500 | 44.02 | NA
4160 | Juniata to Alburtis | Multi-Owned | Multi-Owned | 500 | 87.79 | NA
4161 | Three Mile Island to Hosensack | Metropolitan Edison Company | FirstEnergy Corp. | 500 | 74.64 | NA
4162 | Three Mile Island Peach Bottom | Metropolitan Edison Company | FirstEnergy Corp. | 500 | 18.35 | NA
4163 | Alburtis to Hosensack | Metropolitan Edison Company | FirstEnergy Corp. | 230 | 6.62 | NA
4164 | Dauphin to Hummelstown | Metropolitan Edison Company | FirstEnergy Corp. | 230 | 13.89 | NA
4165 | Hosensack to North Temple | Metropolitan Edison Company | FirstEnergy Corp. | 230 | 23.13 | NA
4166 | Hosensack to PA-NJ State Line | Metropolitan Edison Company | FirstEnergy Corp. | 230 | 20.6 | NA
4167 | Ironwood to South Lebanon | Metropolitan Edison Company | FirstEnergy Corp. | 230 | 2.79 | NA
4168 | Jackson to Yorkana | Metropolitan Edison Company | FirstEnergy Corp. | 230 | 18.75 | NA
4169 | Jackson to Hunterstown | Metropolitan Edison Company | FirstEnergy Corp. | 230 | 18.44 | NA
4170 | Juniata to Dauphin | Metropolitan Edison Company | FirstEnergy Corp. | 230 | 11.23 | NA
4171 | Middletown Junction to Hummelstown | Metropolitan Edison Company | FirstEnergy Corp. | 230 | 6.79 | NA
4172 | Middletown Junction to North Lebanon | Metropolitan Edison Company | FirstEnergy Corp. | 230 | 24.51 | NA
4173 | Middletown Junction to South Lebanon | Multi-Owned | Multi-Owned | 230 | 24.47 | NA
4174 | North Hershey to Hummelstown | Metropolitan Edison Company | FirstEnergy Corp. | 230 | 6.44 | NA
4175 | North Temple to Ironwood | Metropolitan Edison Company | FirstEnergy Corp. | 230 | 34.37 | NA
4176 | Portland to NJ State Line - Whippany | Metropolitan Edison Company | FirstEnergy Corp. | 230 | 0.31 | NA
4177 | Portland to Martins Creek | Metropolitan Edison Company | FirstEnergy Corp. | 230 | 4.44 | NA
4178 | Portland to NJ State Line - Kittatinny | Metropolitan Edison Company | FirstEnergy Corp. | 230 | 0.31 | NA
4179 | South Lebanon to South Reading | Multi-Owned | Multi-Owned | 230 | 34.46 | NA
4180 | Three Mile Island to Jackson | Metropolitan Edison Company | FirstEnergy Corp. | 230 | 18.05 | NA
4181 | Three Mile Island to Middletown Junction | Metropolitan Edison Company | FirstEnergy Corp. | 230 | 2.97 | NA
4182 | Yorkana Brunner Island | Metropolitan Edison Company | FirstEnergy Corp. | 230 | 12.59 | NA
4220 | Tidd to Collier | Multi-Owned | American Electric Power Company, Inc. | 345 | 7.39 | NA
4369 | Martins Creek to Siegfried #1 | PPL Electric Utilities Corporation | PPL Corporation | 500 | 23.54 | NA
4370 | Martins Creek to Siegfried #2 | PPL Electric Utilities Corporation | PPL Corporation | 230 | 26.1 | NA
4371 | Montour to Columbia | PPL Electric Utilities Corporation | PPL Corporation | 500 | 10.3 | NA
4372 | Montour to Elimsport | PPL Electric Utilities Corporation | PPL Corporation | 230 | 22.32 | NA
4373 | Montour to Mountain (H) | PPL Electric Utilities Corporation | PPL Corporation | 230 | 3.47 | NA
4374 | Montour to Sunbury | PPL Electric Utilities Corporation | PPL Corporation | 230 | 22.93 | NA
4375 | Montour to Susquehanna | PPL Electric Utilities Corporation | PPL Corporation | 230 | 31.06 | NA
4376 | Mountain to Lackawanna | PPL Electric Utilities Corporation | PPL Corporation | 230 | 25.72 | NA
4378 | Shawnee to Bushkill | PPL Electric Utilities Corporation | PPL Corporation | 230 | 2.25 | NA
4379 | Siegfried to East Palmerton #3 | PPL Electric Utilities Corporation | PPL Corporation | 230 | 8.03 | NA
4380 | Siegfried to Frackville | PPL Electric Utilities Corporation | PPL Corporation | 230 | 40.63 | NA
4381 | Siegfried to Harwood | PPL Electric Utilities Corporation | PPL Corporation | 230 | 37.55 | NA
4382 | South Akron to South Reading | PPL Electric Utilities Corporation | PPL Corporation | 230 | 22.13 | NA
4383 | South Manheim to South Akron #4 | PPL Electric Utilities Corporation | PPL Corporation | 230 | 11.89 | NA
4384 | Stanton to Lackawanna | PPL Electric Utilities Corporation | PPL Corporation | 230 | 13.36 | NA
4385 | Stanton to Susquehanna #2 | PPL Electric Utilities Corporation | PPL Corporation | 500 | 32.87 | NA
4386 | Steel City to Quarry | PPL Electric Utilities Corporation | PPL Corporation | 230 | 2.33 | NA
4387 | Sunbury to Elimsport | PPL Electric Utilities Corporation | PPL Corporation | 230 | 25.67 | NA
4388 | Sunbury to Eldred | PPL Electric Utilities Corporation | PPL Corporation | 230 | 24.85 | NA
4389 | Sunbury to Susquehanna #1 | PPL Electric Utilities Corporation | PPL Corporation | 230 | 43.92 | NA
4390 | Susquehanna to Harwood #1 | PPL Electric Utilities Corporation | PPL Corporation | 230 | 12.95 | NA
4391 | Susquehanna to Jenkins | PPL Electric Utilities Corporation | PPL Corporation | 230 | 26.4 | NA
4392 | W. Hempfield to Manor # 2 | PPL Electric Utilities Corporation | PPL Corporation | 230 | 9.11 | NA
4393 | West Shore to Steelton | PPL Electric Utilities Corporation | PPL Corporation | 230 | 12.34 | NA
4394 | Whitpain to Buxmont (H) | PPL Electric Utilities Corporation | PPL Corporation | 230 | 12.08 | NA
4395 | Yorkanna to Otter Creek | PPL Electric Utilities Corporation | PPL Corporation | 230 | 11.11 | NA
4397 | Alburtis to Hosensack | PPL Electric Utilities Corporation | PPL Corporation | 500 | 4.75 | NA
4401 | Juniata to Sunbury | PPL Electric Utilities Corporation | PPL Corporation | 500 | 38 | NA
4404 | Sunbury to Susquehanna #2 | PPL Electric Utilities Corporation | PPL Corporation | 500 | 44.2 | NA
4405 | Susquehanna to Wescosville | PPL Electric Utilities Corporation | PPL Corporation | 500 | 67.1 | NA
4406 | Wescosville to Alburtis | PPL Electric Utilities Corporation | PPL Corporation | 500 | 11.3 | NA
4407 | Hosensack to Steel City | PPL Electric Utilities Corporation | PPL Corporation | 500 | 20.04 | NA
4408 | Blooming Grove to Peckville | PPL Electric Utilities Corporation | PPL Corporation | 230 | 29.26 | NA
4409 | Brunner Island to Middletown Jct. | PPL Electric Utilities Corporation | PPL Corporation | 230 | 7.18 | NA
4410 | Brunner Island to South Manheim | PPL Electric Utilities Corporation | PPL Corporation | 230 | 18.46 | NA
4411 | Brunner Island to W. Hempfield | PPL Electric Utilities Corporation | PPL Corporation | 230 | 14.28 | NA
4413 | Brunner Island to Yorkanna | PPL Electric Utilities Corporation | PPL Corporation | 230 | 0.64 | NA
4414 | Bushkill to Blooming Grove | PPL Electric Utilities Corporation | PPL Corporation | 230 | 21.81 | NA
4415 | Bushkill to Kittatinny | PPL Electric Utilities Corporation | PPL Corporation | 230 | 1.3 | NA
4417 | Eldred to Frackville | PPL Electric Utilities Corporation | PPL Corporation | 230 | 12.15 | NA
4418 | Fox Hill to Shawnee | PPL Electric Utilities Corporation | PPL Corporation | 230 | 8.27 | NA
4419 | Elimsport to Lycoming #1 | PPL Electric Utilities Corporation | PPL Corporation | 230 | 4.16 | NA
4420 | Elmsport to Lycoming | PPL Electric Utilities Corporation | PPL Corporation | 230 | 4.39 | NA
4421 | Harwood to East Palmerton | PPL Electric Utilities Corporation | PPL Corporation | 230 | 30.35 | NA
4422 | Hosensack to Buxmont | PPL Electric Utilities Corporation | PPL Corporation | 230 | 15.67 | NA
4423 | Hosensack to Wescosville | PPL Electric Utilities Corporation | PPL Corporation | 230 | 9.72 | NA
4425 | Hummelstown to N. Hershey | PPL Electric Utilities Corporation | PPL Corporation | 230 | 3.36 | NA
4426 | Hummelstown to Steelton Tap | PPL Electric Utilities Corporation | PPL Corporation | 230 | 6.76 | NA
4427 | Jenkins to Stanton | PPL Electric Utilities Corporation | PPL Corporation | 230 | 8.54 | NA
4428 | Juniata to Cumberland | PPL Electric Utilities Corporation | PPL Corporation | 230 | 14.2 | NA
4429 | Lackawanna to Peckville | PPL Electric Utilities Corporation | PPL Corporation | 230 | 2.97 | NA
4430 | Manor to Otter Creek | PPL Electric Utilities Corporation | PPL Corporation | 230 | 5.75 | NA
4432 | Martins Creek to Monroe | PPL Electric Utilities Corporation | PPL Corporation | 230 | 31.51 | NA
4433 | Martins Creek to Northwood | PPL Electric Utilities Corporation | PPL Corporation | 230 | 10.73 | NA
4434 | Martins Creek to Portland | PPL Electric Utilities Corporation | PPL Corporation | 500 | 3.98 | NA
4533 | Frackville to Columbia | PPL Electric Utilities Corporation | PPL Corporation | 500 | 26.64 | NA
4612 | Branchburg Sub to Deans Sub | Multi-Owned | Multi-Owned | 500 | 8.52 | NA
4613 | New Freedon Sub to Deans Sub | PECO Energy Company | Exelon Corporation | 500 | 28.6 | NA
4615 | Salem Sub to Keeney Sub | Multi-Owned | Multi-Owned | 500 | 5.81 | NA
4616 | Peach Bottom N. Sub to Mtropol. Edison | PECO Energy Company | Exelon Corporation | 500 | 10.93 | NA
4617 | Limerick Sub to Whitpain Sub | PECO Energy Company | Exelon Corporation | 500 | 15.78 | NA
4618 | Peach Bottom S. Sub to Balt. Gas & Elec | PECO Energy Company | Exelon Corporation | 500 | 6.24 | NA
4619 | Peach Bottom N. Sub to Limerick 500KV Sub | PECO Energy Company | Exelon Corporation | 500 | 56.64 | NA
4621 | Elroy Sub to Branchburg Sub | PECO Energy Company | Exelon Corporation | 500 | 23.43 | NA
4622 | Elroy Sub to Hosensack Sub | PECO Energy Company | Exelon Corporation | 500 | 17.63 | NA
4624 | Peach Bottom S. Sub to PB N. Sub | PECO Energy Company | Exelon Corporation | 500 | 0.85 | NA
4626 | Oneta to Clarksville 345 | Public Service Company of Oklahoma | American Electric Power Company, Inc. | 345 | 16.21 | NA
4627 | Oneta to Riverside Power | Public Service Company of Oklahoma | American Electric Power Company, Inc. | 345 | 18.16 | NA
4628 | Northeastern Station to Oneta | Public Service Company of Oklahoma | American Electric Power Company, Inc. | 345 | 31.9 | NA
4629 | Pittsburg 345 to Valliant 345 | Public Service Company of Oklahoma | American Electric Power Company, Inc. | 345 | 70.2 | NA
4631 | Riverside Station 345 to Sapulpa Road | Public Service Company of Oklahoma | American Electric Power Company, Inc. | 345 | 9.18 | NA
4632 | Riverside Station 345 to Redbud (OG&E) | Public Service Company of Oklahoma | American Electric Power Company, Inc. | 345 | 52.8 | NA
4633 | Delaware 345 to Northeastern Station | Public Service Company of Oklahoma | American Electric Power Company, Inc. | 345 | 29.87 | NA
4634 | Northeastern Station to Tulsa North 345 | Public Service Company of Oklahoma | American Electric Power Company, Inc. | 345 | 22.51 | NA
4635 | Tulsa North 345 to Wekiwa | Public Service Company of Oklahoma | American Electric Power Company, Inc. | 345 | 17.5 | NA
4636 | Pittsburg 345 to Sunnyside (OG&E) | Public Service Company of Oklahoma | American Electric Power Company, Inc. | 345 | 87.81 | NA
4638 | Pittsburg 345 to Seminole (OG&E) | Public Service Company of Oklahoma | American Electric Power Company, Inc. | 345 | 10.96 | NA
4641 | Clarksville 345 (SWEPCO) to Muskogee (OG&E) | Public Service Company of Oklahoma | American Electric Power Company, Inc. | 345 | 2.54 | NA
4642 | Delaware 345 to Neosho (KG&E) | Public Service Company of Oklahoma | American Electric Power Company, Inc. | 345 | 24.48 | NA
4643 | Riverside to Co-Gentrix | Public Service Company of Oklahoma | American Electric Power Company, Inc. | 345 | 1 | NA
4644 | Oneta to Oneta Energy Center | Public Service Company of Oklahoma | American Electric Power Company, Inc. | 345 | 0.15 | NA
4645 | Oneta to Oneta Energy Center | Public Service Company of Oklahoma | American Electric Power Company, Inc. | 345 | 0.15 | NA
4646 | Sapulpa Road to Wekiwa | Public Service Company of Oklahoma | American Electric Power Company, Inc. | 345 | 12.44 | NA
4746 | Wylie Ridge to Sammis | Monongahela Power Company | FirstEnergy Corp. | 345 | 2.94 | NA
4747 | Belmont to Pleasants PS 1 | Monongahela Power Company | FirstEnergy Corp. | 500 | 2.06 | NA
4748 | Belmont to Pleasants PS 2 | Monongahela Power Company | FirstEnergy Corp. | 500 | 2.01 | NA
4750 | Fort Martin to Fort Martin PS 1 | Monongahela Power Company | FirstEnergy Corp. | 500 | 0.54 | NA
4751 | Fort Martin to Fort Martin PS 2 | Monongahela Power Company | FirstEnergy Corp. | 500 | 0.53 | NA
4752 | Fort Martin to North Longview | Monongahela Power Company | FirstEnergy Corp. | 500 | 0.34 | NA
4753 | Greenland Gap to Meadow Brook | Multi-Owned | FirstEnergy Corp. | 500 | 56.07 | NA
4754 | Greenland Gap to Mt Storm | Monongahela Power Company | FirstEnergy Corp. | 500 | 3.24 | NA
4755 | Harrison to Belmont | Monongahela Power Company | FirstEnergy Corp. | 500 | 54.76 | NA
4756 | Harrison to Harrison PS 1 | Monongahela Power Company | FirstEnergy Corp. | 500 | 0.28 | NA
4757 | Harrison to Harrison PS 2 | Monongahela Power Company | FirstEnergy Corp. | 500 | 0.26 | NA
4758 | Harrison to Harrison PS 3 | Monongahela Power Company | FirstEnergy Corp. | 500 | 0.25 | NA
4759 | Harrison to Pruntytown | Monongahela Power Company | FirstEnergy Corp. | 500 | 14.75 | NA
4761 | Mt Morris 502 Jct. to Harrison | Monongahela Power Company | FirstEnergy Corp. | 500 | 28.62 | NA
4764 | Pruntytown to Fort Martin | Monongahela Power Company | FirstEnergy Corp. | 500 | 27.91 | NA
4794 | Glenwillow-Bruce Mansfield | American Transmission Systems, Incorporated | FirstEnergy Corp. | 345 | 119 | 2015
4798 | Blue Mtn Lake to Ft Smith | Oklahoma Gas and Electric Company | OGE Energy Corp. | 500 | 46.85 | NA
4799 | Pittsburgh to Muskogee | Oklahoma Gas and Electric Company | OGE Energy Corp. | 345 | 102 | NA
4804 | Seminole Plant to Ashland | Oklahoma Gas and Electric Company | OGE Energy Corp. | 345 | 40.29 | NA
4807 | Pecan Creek to Riverside | Oklahoma Gas and Electric Company | OGE Energy Corp. | 345 | 35.63 | NA
4848 | Sub 66 to High Ridge, BG&E | Potomac Electric Power Company | Multi-Owned | 500 | 10.2 | NA
4849 | Chalk Point Generating Station to Calvert Cliffs | Potomac Electric Power Company | Multi-Owned | 500 | 9.6 | NA
4850 | Chalk Point Gen Sta. to Sub 202 | Potomac Electric Power Company | Multi-Owned | 500 | 19.43 | NA
4852 | Panda Gen Station to Sub 202 | Potomac Electric Power Company | Multi-Owned | 230 | 7.34 | NA
4853 | Dickerson Gen Station to Sub 118 | Potomac Electric Power Company | Multi-Owned | 230 | 10.6 | NA
4855 | Dickerson Gen Station to Station H North | Potomac Electric Power Company | Multi-Owned | 230 | 0.57 | NA
4856 | Dickerson Gen Station to Station H South | Potomac Electric Power Company | Multi-Owned | 230 | 0.57 | NA
4857 | Sub 118 to Sub 165 North | Potomac Electric Power Company | Multi-Owned | 230 | 11.32 | NA
4858 | Sub 118 to Sub 165 South | Potomac Electric Power Company | Multi-Owned | 230 | 11.32 | NA
4859 | Sub 165 to Sub 66 North | Potomac Electric Power Company | Multi-Owned | 230 | 3.6 | NA
4860 | Sub 165 to Sub 66 South | Potomac Electric Power Company | Multi-Owned | 230 | 3.6 | NA
4861 | Sub 66 to Sub 120 North | Potomac Electric Power Company | Multi-Owned | 230 | 10.23 | NA
4862 | Sub 66 to Sub 120 South | Potomac Electric Power Company | Multi-Owned | 230 | 10.23 | NA
4863 | Sub 120 to Sub 162 North | Potomac Electric Power Company | Multi-Owned | 230 | 9.48 | NA
4864 | Sub 120 to Sub 162 South | Potomac Electric Power Company | Multi-Owned | 230 | 9.48 | NA
4865 | Sub 120 to Sub 122 East | Potomac Electric Power Company | Multi-Owned | 230 | 20.73 | NA
4866 | Sub 120 to Sub 122 West | Potomac Electric Power Company | Multi-Owned | 230 | 20.73 | NA
4867 | Sub 162 to Sub 122 East | Potomac Electric Power Company | Multi-Owned | 230 | 11.25 | NA
4868 | Sub 162 to Chalk Point Generating | Potomac Electric Power Company | Multi-Owned | 230 | 33.3 | NA
4869 | Sub 122 to Chalk Point Generating | Potomac Electric Power Company | Multi-Owned | 230 | 22.05 | NA
4870 | Sub 122 to Aquasco Sub 200 | Potomac Electric Power Company | Multi-Owned | 230 | 17.66 | NA
4871 | Aquasco Sub to Chalk Point Generating East | Potomac Electric Power Company | Multi-Owned | 230 | 4.39 | NA
4872 | Aquasco Sub to Chalk Point Generating West | Potomac Electric Power Company | Multi-Owned | 230 | 4.39 | NA
4873 | Sub 122 to Sub 166 West | Potomac Electric Power Company | Multi-Owned | 230 | 10.27 | NA
4874 | Sub 122 to Sub 166 East | Potomac Electric Power Company | Multi-Owned | 230 | 10.27 | NA
4875 | Morgantown Generating to Sub 196 East | Potomac Electric Power Company | Multi-Owned | 230 | 11.15 | NA
4876 | Morgantown Generating to Sub 196 West | Potomac Electric Power Company | Multi-Owned | 230 | 11.15 | NA
4877 | Sub 196 to Sub 166 East | Potomac Electric Power Company | Multi-Owned | 230 | 15.24 | NA
4878 | Morgantown Generating Station to Sub 166 West | Potomac Electric Power Company | Multi-Owned | 230 | 26.39 | NA
4879 | Sub 196 to Sub 122 West | Potomac Electric Power Company | Multi-Owned | 230 | 25.51 | NA
4880 | Sub 166 to Sub 202 North | Potomac Electric Power Company | Multi-Owned | 230 | 4.43 | NA
4881 | Sub 166 to Sub 202 South | Potomac Electric Power Company | Multi-Owned | 230 | 4.43 | NA
4882 | Sub 202 to Sub 84 North | Potomac Electric Power Company | Multi-Owned | 230 | 6.05 | NA
4883 | Sub 202 to Sub 84 South | Potomac Electric Power Company | Multi-Owned | 230 | 6.05 | NA
4884 | Sub 122 to Sub 123 North | Potomac Electric Power Company | Multi-Owned | 230 | 5.01 | NA
4885 | Sub 122 to Sub 123 South | Potomac Electric Power Company | Multi-Owned | 230 | 5.01 | NA
4886 | Chalk Point Generating to Sub 195 | Potomac Electric Power Company | Multi-Owned | 230 | 11.29 | NA
4887 | Sub 195 to Morgantown Generating Station | Potomac Electric Power Company | Multi-Owned | 230 | 10.36 | NA
4888 | Sub 118 to Sub 121 North | Potomac Electric Power Company | Multi-Owned | 230 | 11.38 | NA
4889 | Sub 118 to Sub 121 South | Potomac Electric Power Company | Multi-Owned | 230 | 11.38 | NA
4890 | Sub 165 to Sub 158 West | Potomac Electric Power Company | Multi-Owned | 230 | 4.26 | NA
4891 | Sub 165 to Sub 158 East | Potomac Electric Power Company | Multi-Owned | 230 | 4.26 | NA
4892 | Sub 120 to Sub 163 East | Potomac Electric Power Company | Multi-Owned | 230 | 6.53 | NA
4893 | Sub 120 to Sub 163 West | Potomac Electric Power Company | Multi-Owned | 230 | 6.53 | NA
4894 | Sub 163 to Sub 27 East | Potomac Electric Power Company | Multi-Owned | 230 | 3.31 | NA
4895 | Sub 163 to Sub 27 West | Potomac Electric Power Company | Multi-Owned | 230 | 3.31 | NA
4896 | Benning Generating Station to Sub 123 Transmission | Potomac Electric Power Company | Multi-Owned | 230 | 5.5 | 2012
4897 | Pocket To Pineville | Kentucky Utilities Company | PPL Corporation | 500 | 35.48 | NA
4899 | Ghent Plant To Brown North | Kentucky Utilities Company | PPL Corporation | 345 | 113.87 | NA
4901 | Brown Plant To Elmer Smith | Kentucky Utilities Company | PPL Corporation | 345 | 171.06 | NA
5060 | Fort Martin to North Longview | West Penn Power Company | FirstEnergy Corp. | 500 | 1.6 | NA
5063 | Hatfield to Hatfield PS1 | West Penn Power Company | FirstEnergy Corp. | 500 | 0.41 | NA
5064 | Hatfield to Hatfield PS2 | West Penn Power Company | FirstEnergy Corp. | 500 | 0.43 | NA
5065 | Hatfield to Hatfield PS3 | West Penn Power Company | FirstEnergy Corp. | 500 | 0.44 | NA
5066 | Hatfield to Ronco | West Penn Power Company | FirstEnergy Corp. | 500 | 1.42 | NA
5067 | Hatfield to Yukon | West Penn Power Company | FirstEnergy Corp. | 500 | 32.37 | NA
5068 | Keystone to South Bend | West Penn Power Company | FirstEnergy Corp. | 500 | 1.04 | NA
5071 | 502 Jct to North Longview | West Penn Power Company | FirstEnergy Corp. | 500 | 4.36 | NA
5073 | Tidd To Wylie Ridge | Multi-Owned | Multi-Owned | 345 | 16.4 | NA
5074 | Elko to Carbon Center | West Penn Power Company | FirstEnergy Corp. | 230 | 5.66 | NA
5076 | Milesburg to Shingletown | West Penn Power Company | FirstEnergy Corp. | 230 | 13.87 | NA
5077 | Moshannon to Milesburg | West Penn Power Company | FirstEnergy Corp. | 230 | 30.77 | NA
5125 | Sub 122 to Aquasco Sub 200 West | Potomac Electric Power Company | Multi-Owned | 230 | 17.66 | NA
5169 | Deans to Branchburg | Multi-Owned | Multi-Owned | 500 | 20 | NA
5170 | Salem to Deans | Multi-Owned | Multi-Owned | 500 | 68 | NA
5173 | Trainer to Mickelton | Atlantic City Electric Company | Multi-Owned | 230 | 7.79 | NA
5174 | Mickelton to Deptford | Atlantic City Electric Company | Multi-Owned | 230 | 1.69 | NA
5175 | Monroe to New Freedom | Atlantic City Electric Company | Multi-Owned | 230 | 6.91 | NA
5176 | Mickelton to Monroe | Atlantic City Electric Company | Multi-Owned | 230 | 18.5 | NA
5177 | Cardiff to New Freedom | Atlantic City Electric Company | Multi-Owned | 230 | 33 | NA
5178 | Churchtown to Mickelton | Atlantic City Electric Company | Multi-Owned | 230 | 21.68 | NA
5179 | Churchtown to Cumberland (tap to Orchard) | Atlantic City Electric Company | Multi-Owned | 230 | 41.47 | NA
5181 | Cardiff to Cedar | Atlantic City Electric Company | Multi-Owned | 230 | 34.88 | NA
5182 | Cumberland to Dennis | Atlantic City Electric Company | Multi-Owned | 230 | 20.45 | NA
5496 | Ludlow S/S to NU Border (Carpenter Hill S/S) | Western Massachusetts Electric Company | Eversource Energy | 345 | 2.71 | NA
5497 | Northfield Mountain Station to Berkshire S/S | Western Massachusetts Electric Company | Eversource Energy | 345 | 36.91 | NA
5498 | Northfield Mountain Station to Ludlow S/S | Western Massachusetts Electric Company | Eversource Energy | 345 | 29.3 | NA
5499 | Northfield Mountain Station to MA/NH State Line(Vermont Yankee Station) | Western Massachusetts Electric Company | Eversource Energy | 345 | 9.3 | NA
5500 | Berkshire S/S to MA/NY State Line (Alps S/S) | Western Massachusetts Electric Company | Eversource Energy | 345 | 14.6 | NA
5501 | Ludlow S/S to MA/CT State Line (Barbour Hill S/S) | Western Massachusetts Electric Company | Eversource Energy | 345 | 11.72 | NA
5518 | Scobie Pond S/S to NH/MA State Line | Public Service Company of New Hampshire | Eversource Energy | 345 | 18.33 | NA
5530 | Littleton S/S to Littleton Tap | Public Service Company of New Hampshire | Eversource Energy | 345 | 0.04 | NA
5531 | West Medway Station #446 to West Medway 3520 | NSTAR Electric Company | Eversource Energy | 345 | 0.1 | NA
5532 | West Medway Station #446 to West Walpole Station #447 | NSTAR Electric Company | Eversource Energy | 345 | 9.62 | NA
5533 | West Walpole Station #447 to West Walpole | NSTAR Electric Company | Eversource Energy | 345 | 0.65 | NA
5534 | Stoughton Station #330 West Walpole Station #447 | NSTAR Electric Company | Eversource Energy | 345 | 9.04 | NA
5535 | Holbrook Station #478 Stoughton Station #330 | NSTAR Electric Company | Eversource Energy | 345 | 6.6 | NA
5536 | West Medway to West Walpole | NSTAR Electric Company | Eversource Energy | 345 | 8.93 | NA
5537 | Whitman Station #451 Holbrook Station #478 | NSTAR Electric Company | Eversource Energy | 345 | 7.3 | NA
5538 | Woburn Station #211 to Billerica line | NSTAR Electric Company | Eversource Energy | 345 | 6.18 | NA
5539 | Pilgrim Station #650 to Plymouth (M Standish T355) | NSTAR Electric Company | Eversource Energy | 345 | 7.3 | NA
5540 | Plymouth to Whitman Station (Nat'l Grd | NSTAR Electric Company | Eversource Energy | 345 | 25.85 | NA
5541 | West Medway Station #446 to West Walpole Station #447 | NSTAR Electric Company | Eversource Energy | 345 | 9.57 | NA
5542 | West Medway Station #446 to Milford Town Line 323 | NSTAR Electric Company | Eversource Energy | 345 | 1.83 | NA
5543 | Woburn Station #211 to Lexington Station #320 | NSTAR Electric Company | Eversource Energy | 345 | 8.24 | NA
5544 | West Medway Station #446 to Milford Town Line 357 | NSTAR Electric Company | Eversource Energy | 345 | 1.83 | NA
5545 | Bellingham Tap 336 Northeast Energy Associate | NSTAR Electric Company | Eversource Energy | 345 | 0.05 | NA
5546 | Bellingham Tap 336 Blackstone Station #309 | NSTAR Electric Company | Eversource Energy | 345 | 2.32 | NA
5547 | Blackstone Station #309 Mass/R.I. Line | NSTAR Electric Company | Eversource Energy | 345 | 11.04 | NA
5548 | Canal 322 to Myles Standish Tap 322 | NSTAR Electric Company | Eversource Energy | 345 | 13.1 | NA
5549 | Myles Standish Tap 322 to Carver 322 | NSTAR Electric Company | Eversource Energy | 345 | 7.2 | NA
5550 | Carver 331 to Bridgewater Town Line | NSTAR Electric Company | Eversource Energy | 345 | 9.4 | NA
5551 | Canal 342 to Myles Standish Tap 342 | NSTAR Electric Company | Eversource Energy | 345 | 13.1 | NA
5552 | Myles Standish Tap 355 to Carver 355 | NSTAR Electric Company | Eversource Energy | 345 | 7.2 | NA
5553 | Bridgewater to Carver 356 | NSTAR Electric Company | Eversource Energy | 345 | 5.56 | NA
5554 | W. Medway 336 to Bellingham Tap 336 | NSTAR Electric Company | Eversource Energy | 345 | 5.5 | NA
5555 | West Medway Station #446 to Leland Street Station #240 | NSTAR Electric Company | Eversource Energy | 230 | 10.96 | NA
5556 | West Medway Station #446 Waltham Station #282 | NSTAR Electric Company | Eversource Energy | 230 | 17.58 | NA
5557 | No. Cambridge Station #509 To Woburn Station #211 | NSTAR Electric Company | Eversource Energy | 345 | 12.05 | NA
5561 | Stoughton Station #330 to Hyde Park St. #496 Cir 316 | NSTAR Electric Company | Eversource Energy | 345 | 11.4 | NA
5562 | Stoughton Station #330 to K St. Station #385, C 3162 | NSTAR Electric Company | Eversource Energy | 345 | 17.5 | NA
5563 | Line 301 Belchertown/Ludlow to Carpenter Hill, Charlton | New England Power Company | National Grid plc | 345 | NA | NA
5564 | Line 302 Carpenter Hill to Millbury #3 | New England Power Company | National Grid plc | 345 | NA | NA
5565 | C303/3520 Line Brayton Pt to ANP Station-W Medway | New England Power Company | National Grid plc | 345 | NA | NA
5566 | Line 314 Sandy Pond to Millbury #3 | New England Power Company | National Grid plc | 345 | NA | NA
5567 | Line 315 Brayton Pt to Rhode Island State Line(Wrentham/Cumberland) | New England Power Company | National Grid plc | 345 | NA | NA
5568 | Line 323 Millbury #3 to Milford/Medway Town Line | New England Power Company | National Grid plc | 345 | NA | NA
5569 | Line 326 Sandy Pond to New Hampshire State Line(Tyngsboro/Hudson) | New England Power Company | National Grid plc | 345 | NA | NA
5570 | Line 337/338 Sandy Pond to Tewksbury Sub to Str 67(Burlington/Billerica) | New England Power Company | National Grid plc | 345 | NA | NA
5571 | Line 339 Tewksbury #22 to Golden Hill Sub, Saugus | New England Power Company | National Grid plc | 345 | NA | NA
5572 | Line 343 Millbury #3 to Sandy Pond Sub, Ayer | New England Power Company | National Grid plc | 345 | NA | NA
5573 | Line 357 Millbury #3 to Milford/Medway Town Line | New England Power Company | National Grid plc | 345 | NA | NA
5574 | Line 394 Tewksbury #22 to Ward Hill Sub To Amesbury/Hampton, NH Town Line | New England Power Company | National Grid plc | 345 | NA | NA
5575 | Ln 3512/3521 HVDC to Sandy Pond | New England Power Company | National Grid plc | 345 | NA | NA
5576 | Line 331 Titicut St to Tower 5C, Walpole | New England Power Company | National Grid plc | 345 | NA | NA
5577 | Line 344 Bridgewater to Tower 6, Walpole | New England Power Company | National Grid plc | 345 | NA | NA
5578 | Line 355 Titicut St to Bridgewater | New England Power Company | National Grid plc | 345 | NA | NA
5579 | PSNH Line 397 to Tewks-Ward Hall | New England Power Company | National Grid plc | 345 | NA | NA
5582 | Line E205 Pownal/Petersburg State Ln to Bear Swamp Upper to Pratts Jnctn | New England Power Company | National Grid plc | 230 | NA | NA
5583 | Lines N214/O215 North Litchfield Switchyard to Tewksbury | New England Power Company | National Grid plc | 230 | NA | NA
5584 | Line 308/314 Wachusett to Millbury #3 | New England Power Company | National Grid plc | 345 | NA | NA
5585 | Line 327 Brayton Point Station to Berry Street Station | New England Power Company | National Grid plc | 345 | NA | NA
5586 | Line 349 Wakefield Junction to Golden Hill | New England Power Company | National Grid plc | 345 | NA | NA
5673 | Millstone Station to Manchester S/S | Connecticut Light and Power Company | Eversource Energy | 345 | 46.82 | NA
5674 | Long Mountain S/S to Plumtree S/S | Connecticut Light and Power Company | Eversource Energy | 345 | 17.81 | NA
5675 | Frost Bridge S/S to Southington S/S | Connecticut Light and Power Company | Eversource Energy | 345 | 12.72 | NA
5676 | Card S/S to Lake Road S/S | Connecticut Light and Power Company | Eversource Energy | 345 | 29.25 | NA
5677 | Killingly S/S to CT/RI State Line(Sherman Road S/S) | Connecticut Light and Power Company | Eversource Energy | 345 | 6.86 | NA
5678 | Millstone Station to S/S Beseck Station | Connecticut Light and Power Company | Eversource Energy | 345 | 41.34 | NA
5679 | Frost Bridge S/S to Long Mountain S/S | Connecticut Light and Power Company | Eversource Energy | 345 | 20.71 | NA
5680 | Manchester S/S to Kleen S/S | Connecticut Light and Power Company | Eversource Energy | 345 | 16.6 | NA
5681 | Kleen S/S to Scovill Rock S/S | Connecticut Light and Power Company | Eversource Energy | 345 | 3.79 | NA
5682 | Haddam Neck S/S to Beseck Station | Connecticut Light and Power Company | Eversource Energy | 345 | 17.72 | NA
5683 | Haddam Neck S/S to Montville Station | Connecticut Light and Power Company | Eversource Energy | 345 | 22.64 | NA
5684 | Manchester S/S to Card S/S | Connecticut Light and Power Company | Eversource Energy | 345 | 19.91 | NA
5685 | Millstone Station to Montville Station | Connecticut Light and Power Company | Eversource Energy | 345 | 12.18 | NA
5686 | Haddam Neck S/S to Scovill Rock S/S | Connecticut Light and Power Company | Eversource Energy | 345 | 5.21 | NA
5687 | Millstone Station to Card S/S | Connecticut Light and Power Company | Eversource Energy | 345 | 28.7 | NA
5688 | Middletown Station to Scovill Rock S/S | Connecticut Light and Power Company | Eversource Energy | 345 | 3.25 | NA
5689 | Scovill Rock S/S to NU Border(East Shore S/S) | Connecticut Light and Power Company | Eversource Energy | 345 | 26.08 | NA
5690 | Manchester S/S to North Bloomfield S/S | Connecticut Light and Power Company | Eversource Energy | 345 | 4.79 | NA
5691 | Long Mountain S/S to CT/NY State Line(Pleasant Valley S/S) | Connecticut Light and Power Company | Eversource Energy | 345 | 5.55 | NA
5692 | Scovill Rock S/S to Southington S/S | Connecticut Light and Power Company | Eversource Energy | 345 | 19.31 | NA
5693 | Lake Road S/S to Killingly S/S | Connecticut Light and Power Company | Eversource Energy | 345 | 0.56 | NA
5695 | Barbour Hill S/S to CT/MA State Line(Ludlow S/S) | Connecticut Light and Power Company | Eversource Energy | 345 | 13.95 | NA
5696 | Beseck Station to Southington S/S | Connecticut Light and Power Company | Eversource Energy | 345 | 11.36 | NA
5697 | East Devon Station to Beseck Station | Connecticut Light and Power Company | Eversource Energy | 345 | 23.04 | NA
5699 | Singer S/S to Norwalk S/S | Connecticut Light and Power Company | Eversource Energy | 345 | 14.81 | NA
5701 | Singer S/S to Norwalk S/S | Connecticut Light and Power Company | Eversource Energy | 345 | 14.81 | NA
5702 | Plumtree S/S to Hoyts Hill | Connecticut Light and Power Company | Eversource Energy | 345 | 2.1 | NA
5703 | Archers Lane to Norwalk Jctn | Connecticut Light and Power Company | Eversource Energy | 345 | 9.7 | NA
5704 | Barbour Hill S/S to North Bloomfield S/S | Connecticut Light and Power Company | Eversource Energy | 345 | 15.96 | NA
5721 | Petersburg Plant to Thompson Sub | Indianapolis Power & Light Company | AES Corporation | 345 | 96.46 | NA
5722 | Thompson Sub to Rockville Sub | Indianapolis Power & Light Company | AES Corporation | 345 | 9.78 | NA
5723 | Rockville Sub to Guion Sub | Indianapolis Power & Light Company | AES Corporation | 345 | 7.98 | NA
5724 | Thompson Sub to HSS 345 kV Sub | Indianapolis Power & Light Company | AES Corporation | 345 | 8.74 | NA
5725 | HSS 345 kV Sub to Hanna Sub | Indianapolis Power & Light Company | AES Corporation | 345 | 11.43 | NA
5726 | Wheatland Plant (Duke) to Breed Plant Sub (A.E.P.) | Multi-Owned | Multi-Owned | 345 | 41.2 | NA
5727 | Petersburg Plant to Wheatland Plant (Duke) | Indianapolis Power & Light Company | AES Corporation | 345 | 11.22 | NA
5728 | Sunnyside Sub to A.E.P. (Hanna) Tie | Indianapolis Power & Light Company | AES Corporation | 345 | 11.51 | NA
5729 | Sunnyside Sub to A.E.P. (Desoto) Tie | Indianapolis Power & Light Company | AES Corporation | 345 | 11.51 | NA
5730 | Guion Sub to Whitestown Sub (Duke) | Indianapolis Power & Light Company | AES Corporation | 345 | 11.14 | NA
5731 | Noblesville Sub (Duke) to Hortonville Sub (Duke) | Indianapolis Power & Light Company | AES Corporation | 345 | 11.41 | NA
5732 | Whitestown Sub (Duke) to Hortonville Sub (Duke) | Indianapolis Power & Light Company | AES Corporation | 345 | 14.32 | NA
5733 | Whitestown Sub (Duke) to Cayuga Sub (Duke) | Indianapolis Power & Light Company | AES Corporation | 345 | 4.85 | NA
5734 | Noblesville Sub (Duke) to Fall Creek (IME) | Indianapolis Power & Light Company | AES Corporation | 345 | 24.26 | NA
5735 | Frances Creek Sub (Duke) to Hanna Sub | Indianapolis Power & Light Company | AES Corporation | 345 | 10.32 | NA
5736 | Frances Creek Sub (Duke) to Petersburg Plant | Indianapolis Power & Light Company | AES Corporation | 345 | 101.1 | NA
5737 | Sunnyside to Gwynneville (Duke) | Indianapolis Power & Light Company | AES Corporation | 345 | 33.36 | NA
5738 | Gwynneville (Duke) to Prescott Sub (Duke) | Indianapolis Power & Light Company | AES Corporation | 345 | 10.77 | NA
5739 | Columbus (Duke) to Prescott Sub (Duke) | Indianapolis Power & Light Company | AES Corporation | 345 | 28.26 | NA
5747 | MA/NH Border to Sandy Pond Junction | Central Maine Power Company | Iberdrola, S.A. | 450 | 8.48 | NA
5749 | Sandy Pond Converter Terminal to MA/NH Border | Multi-Owned | Multi-Owned | 450 | 12 | NA
5750 | Milbury #3 to Sandy Pond, Ayer Medway Town Line | Central Maine Power Company | Iberdrola, S.A. | 345 | 51.9 | NA
5855 | Brambleton - BECO 230 kV Transmission Line (Waxpool) | Virginia Electric and Power Company | Dominion Energy, Inc. | 230 | 11 | 2015
5967 | Brunswick Electric Transmission Line I | Dominion Energy, Inc. | Dominion Energy, Inc. | 500 | 5 | 2015
5969 | Brunswick Electric Transmission Line II | Dominion Energy, Inc. | Dominion Energy, Inc. | 500 | 14 | 2015
5997 | Salem to New Freedom | Multi-Owned | Multi-Owned | 500 | 50.28 | NA
6001 | Branchburg to Alburtis | Multi-Owned | Multi-Owned | 500 | 49.12 | NA
6003 | Brachburg to Whitpan 16/5 | Public Service Electric and Gas Company | Public Service Enterprise Group Incorporated | 500 | 1.3 | NA
6005 | Salem to Orchard | Public Service Electric and Gas Company | Public Service Enterprise Group Incorporated | 500 | 19.85 | NA
6006 | Hope Creek to New Freedom | Public Service Electric and Gas Company | Public Service Enterprise Group Incorporated | 500 | 42.87 | NA
6007 | Salem to Hope Creek | Multi-Owned | Multi-Owned | 500 | 0.43 | NA
6008 | Orchard to New Freedom | Public Service Electric and Gas Company | Public Service Enterprise Group Incorporated | 500 | 24.84 | NA
6010 | Waldwick to So. Mahwah | Public Service Electric and Gas Company | Public Service Enterprise Group Incorporated | 345 | 5.47 | NA
6011 | Mercer to Lawrence | Public Service Electric and Gas Company | Public Service Enterprise Group Incorporated | 230 | 10.38 | NA
6013 | Linden #2 to Goethals | Public Service Electric and Gas Company | Public Service Enterprise Group Incorporated | 230 | 0.32 | NA
6015 | Waldwick to Waldwick | Public Service Electric and Gas Company | Public Service Enterprise Group Incorporated | 230 | 0.13 | NA
6016 | Mercer to Trenton | Public Service Electric and Gas Company | Public Service Enterprise Group Incorporated | 230 | 4.03 | NA
6017 | Roseland to Athenia | Public Service Electric and Gas Company | Public Service Enterprise Group Incorporated | 230 | 11.39 | NA
6019 | Branchburg to Somerville /Sunnymeade | Public Service Electric and Gas Company | Public Service Enterprise Group Incorporated | 230 | 12.57 | NA
6020 | Camden to Richmond | Public Service Electric and Gas Company | Public Service Enterprise Group Incorporated | 230 | 1.76 | NA
6021 | New Freedom to Silver Lake | Public Service Electric and Gas Company | Public Service Enterprise Group Incorporated | 230 | 5.68 | NA
6022 | New Jersey Transit Meadows to Athenia | Public Service Electric and Gas Company | Public Service Enterprise Group Incorporated | 230 | 11.56 | NA
6023 | Deans to Brunswick | Public Service Electric and Gas Company | Public Service Enterprise Group Incorporated | 230 | 3.53 | NA
6024 | Croydon to Cox's Corner | Public Service Electric and Gas Company | Public Service Enterprise Group Incorporated | 230 | 13.47 | NA
6026 | Camden to Cox's Corner | Public Service Electric and Gas Company | Public Service Enterprise Group Incorporated | 230 | 20.66 | NA
6028 | Roseland to Cedar Grove | Public Service Electric and Gas Company | Public Service Enterprise Group Incorporated | 230 | 7.65 | NA
6029 | Brunswick to Branchburgh | Public Service Electric and Gas Company | Public Service Enterprise Group Incorporated | 230 | 17.22 | NA
6030 | Hillsdale to Waldwick | Public Service Electric and Gas Company | Public Service Enterprise Group Incorporated | 230 | 5 | NA
6032 | Lawrence to Lawrence | Public Service Electric and Gas Company | Public Service Enterprise Group Incorporated | 230 | 0.05 | NA
6033 | Saddle Brook to Maywood | Public Service Electric and Gas Company | Public Service Enterprise Group Incorporated | 230 | 2.71 | NA
6034 | Mercer to Trenton | Public Service Electric and Gas Company | Public Service Enterprise Group Incorporated | 230 | 4.2 | NA
6035 | Linden #2 to Bayway (Bergen-Linden Corridor) | Public Service Electric and Gas Company | Public Service Enterprise Group Incorporated | 345 | 1.79 | 2017
6036 | Bergen II to Ridgefield | Public Service Electric and Gas Company | Public Service Enterprise Group Incorporated | 230 | 1.07 | NA
6037 | Bridgewater To Middlesex Switch Rack | Public Service Electric and Gas Company | Public Service Enterprise Group Incorporated | 230 | 6.18 | NA
6038 | Branchburg to East Flemington | Public Service Electric and Gas Company | Public Service Enterprise Group Incorporated | 230 | 7.14 | NA
6039 | Gloucester to Beaver Brook | Public Service Electric and Gas Company | Public Service Enterprise Group Incorporated | 230 | 2.25 | NA
6041 | Essex to Nwk Bay Cogen | Public Service Electric and Gas Company | Public Service Enterprise Group Incorporated | 230 | 1.68 | NA
6042 | Maywood to New Milford | Public Service Electric and Gas Company | Public Service Enterprise Group Incorporated | 230 | 4.44 | NA
6043 | Gloucester to Camden Cogen | Public Service Electric and Gas Company | Public Service Enterprise Group Incorporated | 230 | 3.64 | NA
6045 | Essex to Aldene | Public Service Electric and Gas Company | Public Service Enterprise Group Incorporated | 230 | 19.22 | NA
6047 | Athenia to Cedar Grove | Public Service Electric and Gas Company | Public Service Enterprise Group Incorporated | 230 | 3.71 | NA
6048 | Bergen to Leonia | Public Service Electric and Gas Company | Public Service Enterprise Group Incorporated | 230 | 2.95 | NA
6049 | Cedar Grove to Jackson Road | Public Service Electric and Gas Company | Public Service Enterprise Group Incorporated | 230 | 3.92 | NA
6051 | Pleasant Valley to Buckingham | Public Service Electric and Gas Company | Public Service Enterprise Group Incorporated | 230 | 5.7 | NA
6053 | Readington to Branchburg | Public Service Electric and Gas Company | Public Service Enterprise Group Incorporated | 230 | 4.83 | NA
6054 | Montville to Newton | Public Service Electric and Gas Company | Public Service Enterprise Group Incorporated | 230 | 24.64 | NA
6057 | Somerville to Bridgewater | Public Service Electric and Gas Company | Public Service Enterprise Group Incorporated | 230 | 3 | NA
6058 | Deptford to Mickleton | Public Service Electric and Gas Company | Public Service Enterprise Group Incorporated | 230 | 6.16 | NA
6059 | Waldwick to Fairlawn | Public Service Electric and Gas Company | Public Service Enterprise Group Incorporated | 230 | 4.61 | NA
6060 | Leonia to New Milford | Public Service Electric and Gas Company | Public Service Enterprise Group Incorporated | 230 | 6.87 | NA
6063 | Gloucester to Eagle Point | Public Service Electric and Gas Company | Public Service Enterprise Group Incorporated | 230 | 2.88 | NA
6065 | Athenia to Saddle Brook | Public Service Electric and Gas Company | Public Service Enterprise Group Incorporated | 230 | 4.8 | NA
6066 | East Flemington to Pleasant Valley | Public Service Electric and Gas Company | Public Service Enterprise Group Incorporated | 230 | 11.8 | NA
6068 | Sewaren to Linden #2 | Public Service Electric and Gas Company | Public Service Enterprise Group Incorporated | 230 | 5.9 | NA
6070 | Deans to Pierson Ave. Metuchen | Public Service Electric and Gas Company | Public Service Enterprise Group Incorporated | 230 | 12.5 | NA
6071 | Lumberton to Cox's Corner | Public Service Electric and Gas Company | Public Service Enterprise Group Incorporated | 230 | 4.33 | NA
6074 | Lumberton to Cookstown | Public Service Electric and Gas Company | Public Service Enterprise Group Incorporated | 230 | 7.05 | NA
6075 | Bergen #2 to Leonia | Public Service Electric and Gas Company | Public Service Enterprise Group Incorporated | 230 | 2.99 | NA
6076 | Kittatinny to Newton | Public Service Electric and Gas Company | Public Service Enterprise Group Incorporated | 230 | 17.49 | NA
6077 | Roseland to Readington | Public Service Electric and Gas Company | Public Service Enterprise Group Incorporated | 230 | 25.11 | NA
6080 | New Milford to Hillsdale | Public Service Electric and Gas Company | Public Service Enterprise Group Incorporated | 230 | 5.92 | NA
6081 | Brunswick to Bennets Lane | Public Service Electric and Gas Company | Public Service Enterprise Group Incorporated | 230 | 4.9 | NA
6082 | Eagle Point to Deptford | Public Service Electric and Gas Company | Public Service Enterprise Group Incorporated | 230 | 1.15 | NA
6083 | New Freedom to Cox's Corner | Public Service Electric and Gas Company | Public Service Enterprise Group Incorporated | 230 | 17.93 | NA
6085 | Bennets Lane to Branchburg | Public Service Electric and Gas Company | Public Service Enterprise Group Incorporated | 230 | 12.18 | NA
6086 | Hudson to Bergen #2 (Bergen-Linden Corridor) | Public Service Electric and Gas Company | Public Service Enterprise Group Incorporated | 345 | 7.1 | 2016
6087 | Westfield to Aldene | Public Service Electric and Gas Company | Public Service Enterprise Group Incorporated | 230 | 2.71 | NA
6089 | Metuchen to Sewaren | Public Service Electric and Gas Company | Public Service Enterprise Group Incorporated | 230 | 7 | 2016
6090 | Athenia to Belleville | Public Service Electric and Gas Company | Public Service Enterprise Group Incorporated | 230 | 5.86 | NA
6091 | Linden to Linden | Public Service Electric and Gas Company | Public Service Enterprise Group Incorporated | 230 | 0.11 | NA
6278 | Overton to Stillwell | Multi-Owned | Multi-Owned | 345 | 57.96 | NA
6279 | Edgerton to NE state Line | Multi-Owned | Multi-Owned | 345 | 62.34 | NA
6280 | Latan S.E.S to St. Joseph sub | Multi-Owned | Multi-Owned | 345 | 31.65 | NA
6391 | Stilwell to Sibley | Multi-Owned | Multi-Owned | 345 | 8.27 | NA
6392 | Sibley to Overton | Multi-Owned | Multi-Owned | 345 | 73.02 | NA
6393 | Hawthorn to Nashua-St. Joe | Multi-Owned | Multi-Owned | 345 | 31.33 | NA
6395 | Iatan to Stranger Creek Jct | Multi-Owned | Multi-Owned | 345 | 14.19 | NA
6396 | Hawthorn to Sibley | Multi-Owned | Multi-Owned | 345 | 18.77 | NA
6399 | Swissvale to Stilwell | Multi-Owned | Multi-Owned | 345 | 32.82 | NA
6401 | LaCygne to Stilwell | Multi-Owned | Multi-Owned | 345 | 30.78 | NA
6402 | LaCygne to W. Gardner | Multi-Owned | Multi-Owned | 345 | 40.38 | NA
6406 | Stranger Creek Jct to Craig | Multi-Owned | Multi-Owned | 345 | 28.14 | NA
6407 | Craig to W. Gardner | Multi-Owned | Multi-Owned | 345 | 16.19 | NA
6408 | DC W Gardner to LaCygne/Craig | Multi-Owned | Multi-Owned | 345 | 0.05 | NA
6409 | DC W Gardner to LaCygne/Ottawa | Multi-Owned | Multi-Owned | 345 | 0.49 | NA
6768 | Elk Transmission Line I (Poston-Lick Line - Elk Station - Wellston) | AEP Ohio Transmission Company, Inc. | American Electric Power Company, Inc. | 138 | 18 | 2015
6781 | Caney Sub To Neosho Sub | Multi-Owned | Multi-Owned | 345 | 75.75 | NA
6782 | 12 Neosho 345 Sub To LaCygne KGE-KCPL Tie | Multi-Owned | Multi-Owned | 345 | 83.52 | NA
6784 | 13 Neosho 345 Sub To Northeastern KGE-AEP Tie | Multi-Owned | Multi-Owned | 345 | 23.53 | NA
6785 | 14 Neosho 345 Sub To Morgan KGE-AECL Tie | Multi-Owned | Multi-Owned | 345 | 31.01 | NA
6786 | 15 LaCygne KGE-KCPL Tie To Wolf Creek Sub | Multi-Owned | Multi-Owned | 345 | 59.65 | NA
6788 | 15 Wolf Creek Sub To Benton Sub | Multi-Owned | Multi-Owned | 345 | 97.95 | NA
6790 | 16 Wolf Creek Sub To Rose Hill Sub | Multi-Owned | Multi-Owned | 345 | 97.89 | NA
6909 | Atlantic to Larrabee | Jersey Central Power & Light Company | FirstEnergy Corp. | 230 | 11.6 | NA
6910 | Atlantic to Ocean View | Jersey Central Power & Light Company | FirstEnergy Corp. | 230 | 4.62 | NA
6911 | Chester to West Wharton | Jersey Central Power & Light Company | FirstEnergy Corp. | 230 | 10.67 | NA
6912 | Cookstown to Cox's Corner | Jersey Central Power & Light Company | FirstEnergy Corp. | 230 | 10.77 | NA
6913 | East Flemington Loop | Jersey Central Power & Light Company | FirstEnergy Corp. | 230 | 3.18 | NA
6914 | Freneau to Aberdeen | Jersey Central Power & Light Company | FirstEnergy Corp. | 230 | 4.1 | NA
6915 | Gilbert to Glen Gardner | Jersey Central Power & Light Company | FirstEnergy Corp. | 230 | 15.97 | NA
6917 | Gilbert to Martin's Creek | Jersey Central Power & Light Company | FirstEnergy Corp. | 230 | 18.75 | NA
6918 | Glen Gardner to Chester | Jersey Central Power & Light Company | FirstEnergy Corp. | 230 | 25.74 | NA
6919 | Kittatinny to Montville | Jersey Central Power & Light Company | FirstEnergy Corp. | 230 | 2.1 | NA
6920 | Larrabee to Pleasant Valley | Jersey Central Power & Light Company | FirstEnergy Corp. | 230 | 77.99 | NA
6921 | Larrabee to Manitou | Jersey Central Power & Light Company | FirstEnergy Corp. | 230 | 14.75 | NA
6922 | Larrabee to Cookstown | Jersey Central Power & Light Company | FirstEnergy Corp. | 230 | 21.37 | NA
6923 | Manitou to Oyster Creek | Jersey Central Power & Light Company | FirstEnergy Corp. | 230 | 10.88 | NA
6924 | Manitou to Whitings | Jersey Central Power & Light Company | FirstEnergy Corp. | 230 | 8.78 | NA
6926 | Portland to Kittatinny | Jersey Central Power & Light Company | FirstEnergy Corp. | 230 | 6.41 | NA
6928 | Raritan River to Atlantic | Jersey Central Power & Light Company | FirstEnergy Corp. | 230 | 21.7 | NA
6929 | Raritan River to Gas Turbines | Jersey Central Power & Light Company | FirstEnergy Corp. | 230 | 0.23 | NA
6930 | South River Cogen Loop | Jersey Central Power & Light Company | FirstEnergy Corp. | 230 | 0.6 | NA
6931 | Tower Number 12 to Raritan River | Jersey Central Power & Light Company | FirstEnergy Corp. | 230 | 2.96 | NA
6932 | Tower Number 19 to Morristown | Jersey Central Power & Light Company | FirstEnergy Corp. | 230 | 3.46 | NA
6933 | Van Hiseville to Whitings | Jersey Central Power & Light Company | FirstEnergy Corp. | 230 | 17.96 | NA
6934 | Werner Station to Tower Number 12 | Jersey Central Power & Light Company | FirstEnergy Corp. | 230 | 1.18 | NA
6935 | Whippany to Traynor | Jersey Central Power & Light Company | FirstEnergy Corp. | 230 | 9.37 | NA
6937 | Whippany to West Wharton | Jersey Central Power & Light Company | FirstEnergy Corp. | 230 | 15.94 | NA
6982 | Waldwick to So.Mahwah | Public Service Electric and Gas Company | Public Service Enterprise Group Incorporated | 345 | 5.51 | NA
6983 | Hudson to Belleville | Public Service Electric and Gas Company | Public Service Enterprise Group Incorporated | 230 | 5.76 | NA
6984 | Line 315 Cumberland, RI to Structure 385, Woonsocket, RI | Narragansett Electric Company | National Grid plc | 345 | 7.9 | NA
6985 | Line 332 W Farnum Sub N Smithfield, RI to Kent Cnty Sub Warwick, RI | Narragansett Electric Company | National Grid plc | 345 | 21.4 | NA
6986 | Line 347 & 336 CT Line to Sherman Rd Substations Burrillville, RI | Narragansett Electric Company | National Grid plc | 345 | 8.7 | NA
6987 | Line 328 & 333 Sherman Burrillville, RI to W Farnum Sub N Smithfield, RI | Narragansett Electric Company | National Grid plc | 345 | 9.2 | NA
6992 | Chamber Springs to Clarksville 345 | Southwestern Electric Power Company | American Electric Power Company, Inc. | 345 | 68.37 | NA
6993 | Flint Creek to GRDA GRDA 1 (Interconnect) | Southwestern Electric Power Company | American Electric Power Company, Inc. | 345 | 2.86 | NA
6994 | Flint Creek to CUS Brookline (Interconnect | Southwestern Electric Power Company | American Electric Power Company, Inc. | 345 | 17.92 | NA
7017 | Beckjord Station To Pierce Sub. | Multi-Owned | Multi-Owned | 345 | 0.32 | NA
7018 | Pierce sub. To Foster Sub. | Multi-Owned | Multi-Owned | 345 | 23.95 | NA
7019 | Greene Sub. To Sugarcreek Sub. | Multi-Owned | Multi-Owned | 345 | 8.3 | NA
7021 | Marquis Sub. To Bixby Sub. | Multi-Owned | Multi-Owned | 345 | 71.68 | NA
7022 | Stuart Sub. To Clinton Sub. | Multi-Owned | Multi-Owned | 345 | 54.1 | NA
7023 | Clinton Sub. To Greene Sub | Dayton Power and Light Company | AES Corporation | 345 | 26.28 | NA
7024 | Stuart Sub. To Killen Tie West | Multi-Owned | Multi-Owned | 345 | 13.13 | NA
7025 | Killen Tie East To Marquis Sub. | Multi-Owned | Multi-Owned | 345 | 32.01 | NA
7026 | Stuart sub. To Foster Sub. | Multi-Owned | Multi-Owned | 345 | 58.97 | NA
7027 | Sugarcreek sub. To Foster | Multi-Owned | Multi-Owned | 345 | 27.31 | NA
7028 | Beatty Sub. To Bixby Sub. | Multi-Owned | Multi-Owned | 345 | 13.21 | NA
7029 | Bixby Sub. To point N (Kirk) | Multi-Owned | Multi-Owned | 345 | 14.81 | NA
7032 | Spurlock Tap To Zimmer Sta. | Multi-Owned | Multi-Owned | 345 | 28.29 | NA
7033 | Zimmer Sta. To Foster Jct. | Multi-Owned | Multi-Owned | 345 | 34.21 | NA
7034 | Foster Jct. To Port Union Sub. | Multi-Owned | Multi-Owned | 345 | 11.7 | NA
7035 | Zimmer Sta. To Silver Grove Sub. | Multi-Owned | Multi-Owned | 345 | 15.56 | NA
7036 | Silver Grove sub. To Red Bank Sub. | Multi-Owned | Multi-Owned | 345 | 19.02 | NA
7037 | Red Bank Sub. To Terminal Sub. | Multi-Owned | Multi-Owned | 345 | 6.65 | NA
7041 | Bixby Sub. Conesville Sub. | Multi-Owned | Multi-Owned | 345 | 65.73 | NA
7042 | Conesville Sub - Hyatt Sub. Transmission Line | Multi-Owned | Multi-Owned | 345 | 68.33 | NA
7045 | Greene Sub. To Sugarcreek Sub. | Dayton Power and Light Company | AES Corporation | 345 | 3.17 | NA
7046 | Sugarcreek sub. To Foster Sub. | Dayton Power and Light Company | AES Corporation | 345 | 3.17 | NA
7047 | Greene Sub. To Bath Sub. | Dayton Power and Light Company | AES Corporation | 345 | 4.57 | NA
7048 | Bath Sub. To Miami Sub. | Dayton Power and Light Company | AES Corporation | 345 | 20.77 | NA
7049 | Miami Sub. To Shelby Sub. | Dayton Power and Light Company | AES Corporation | 345 | 25.28 | NA
7050 | Shelby To Dinsmore Inter-Conn Pt. | Dayton Power and Light Company | AES Corporation | 345 | 9.25 | NA
7051 | Miami Sub. To West Milton Sub. | Dayton Power and Light Company | AES Corporation | 345 | 8.84 | NA
7052 | Killen Sub. To Stuart Tie West | Dayton Power and Light Company | AES Corporation | 345 | 7.59 | NA
7053 | Killen Sub. To Marquis Tie East | Dayton Power and Light Company | AES Corporation | 345 | 6.46 | NA
7172 | White Bluff to Keo | Entergy Arkansas, Inc. | Entergy Corporation | 500 | 17.26 | NA
7175 | Dell to Mo St Lin | Entergy Arkansas, Inc. | Entergy Corporation | 500 | 9.42 | NA
7178 | Independence to Dell | Entergy Arkansas, Inc. | Entergy Corporation | 500 | 83.15 | NA
7179 | Independence to Keo | Entergy Arkansas, Inc. | Entergy Corporation | 500 | 86.24 | NA
7181 | ANO to Mayflower | Entergy Arkansas, Inc. | Entergy Corporation | 500 | 61.03 | NA
7182 | Mabelvale to Mayflower | Entergy Arkansas, Inc. | Entergy Corporation | 500 | 30.05 | NA
7183 | ANO to Jct Mablv | Entergy Arkansas, Inc. | Entergy Corporation | 500 | 48.23 | NA
7185 | West Memphis to Mabelvale | Entergy Arkansas, Inc. | Entergy Corporation | 500 | 136.48 | NA
7187 | Mabelvale to OG&E Connection | Entergy Arkansas, Inc. | Entergy Corporation | 500 | 85.28 | NA
7188 | Mabelvale to El Dorado | Entergy Arkansas, Inc. | Entergy Corporation | 500 | 95.86 | NA
7194 | Ritchie to Brinkley | Entergy Arkansas, Inc. | Entergy Corporation | 230 | 44.57 | NA
7525 | Tunica To Ritchie SES | Entergy Mississippi, Inc. | Entergy Corporation | 230 | 20.76 | NA
7526 | Tunica To Freeport | Entergy Mississippi, Inc. | Entergy Corporation | 230 | 31.22 | NA
7529 | Horn Lake To Freeport | Entergy Mississippi, Inc. | Entergy Corporation | 230 | 6.81 | NA
7614 | Holbrook to Ruland | Long Island Power Authority | Long Island Power Authority | 138 | 21.6 | NA
7615 | E.Garden City to Newbridge | Long Island Power Authority | Long Island Power Authority | 345 | 3.84 | NA
7616 | Newbridge to E. Garden City | Long Island Power Authority | Long Island Power Authority | 345 | 4 | NA
7617 | Newbridge to Ruland | Long Island Power Authority | Long Island Power Authority | 345 | 9.1 | NA
7747 | Surry To Suffolk | Virginia Electric and Power Company | Dominion Energy, Inc. | 500 | 37.27 | NA
7748 | Dooms To Cunningham | Virginia Electric and Power Company | Dominion Energy, Inc. | 500 | 32.68 | 1960
7749 | Ox To Bristers | Virginia Electric and Power Company | Dominion Energy, Inc. | 500 | 22.89 | NA
7750 | Fluvana Pwr Sta To Cunningham | Virginia Electric and Power Company | Dominion Energy, Inc. | 500 | 0.28 | NA
7752 | Bristers To Morrisville | Virginia Electric and Power Company | Dominion Energy, Inc. | 500 | 7.91 | NA
7753 | Lexington To Bath | Multi-Owned | Multi-Owned | 500 | 34.7 | NA
7754 | Bath To Valley | Multi-Owned | Multi-Owned | 500 | 51.82 | NA
7755 | Valley To Dooms | Virginia Electric and Power Company | Dominion Energy, Inc. | 500 | 17.72 | NA
7758 | Bristers To Ladysmith | Virginia Electric and Power Company | Dominion Energy, Inc. | 500 | 36.61 | NA
7759 | Cunningham To Elmont | Virginia Electric and Power Company | Dominion Energy, Inc. | 500 | 51.03 | NA
7760 | Dooms To Lexington | Virginia Electric and Power Company | Dominion Energy, Inc. | 500 | 39 | 2016
7761 | Clover To Carson | Virginia Electric and Power Company | Dominion Energy, Inc. | 500 | 76.72 | NA
7762 | Elmont To Chickahominy | Virginia Electric and Power Company | Dominion Energy, Inc. | 500 | 27.73 | NA
7763 | Loudoun To Pleasant View | Virginia Electric and Power Company | Dominion Energy, Inc. | 500 | 14 | 2016
7764 | Loudoun To Clifton | Virginia Electric and Power Company | Dominion Energy, Inc. | 500 | 12.08 | NA
7765 | Possum Point To Burches-Pepco | Virginia Electric and Power Company | Dominion Energy, Inc. | 500 | 0.19 | NA
7766 | Clifton To Ox | Virginia Electric and Power Company | Dominion Energy, Inc. | 500 | 7.05 | NA
7767 | Carson To Septa | Virginia Electric and Power Company | Dominion Energy, Inc. | 500 | 38.47 | NA
7768 | Carson To Midlothian | Virginia Electric and Power Company | Dominion Energy, Inc. | 500 | 37.41 | NA
7769 | Cunningham To Fluvana Pwr Sta | Virginia Electric and Power Company | Dominion Energy, Inc. | 500 | 0.26 | NA
7770 | Suffolk To Yadkin | Virginia Electric and Power Company | Dominion Energy, Inc. | 500 | 13.46 | NA
7771 | Lexington To Cloverdale-Apco | Virginia Electric and Power Company | Dominion Energy, Inc. | 500 | 7.09 | NA
7772 | Chickahominy To Surry | Virginia Electric and Power Company | Dominion Energy, Inc. | 500 | 44.44 | NA
7773 | Possum Point To Ladysmith | Virginia Electric and Power Company | Dominion Energy, Inc. | 500 | 47.56 | NA
7774 | Loudoun To Morrisville | Virginia Electric and Power Company | Dominion Energy, Inc. | 500 | 31.78 | NA
7775 | Carson To Wake | Virginia Electric and Power Company | Dominion Energy, Inc. | 500 | 56.4 | NA
7776 | Ox To Possum Point | Virginia Electric and Power Company | Dominion Energy, Inc. | 500 | 12.86 | NA
7777 | North Anna To Morrisville | Virginia Electric and Power Company | Dominion Energy, Inc. | 500 | 32.91 | NA
7778 | Elmont To Ladysmith | Virginia Electric and Power Company | Dominion Energy, Inc. | 500 | 26.19 | NA
7779 | North Anna To Ladysmith | Virginia Electric and Power Company | Dominion Energy, Inc. | 500 | 14.53 | NA
7780 | Midlothian To North Anna | Virginia Electric and Power Company | Dominion Energy, Inc. | 500 | 41.3 | NA
7781 | Septa To Surry | Virginia Electric and Power Company | Dominion Energy, Inc. | 500 | 11.46 | NA
7782 | Fentress To Septa | Virginia Electric and Power Company | Dominion Energy, Inc. | 500 | 46.86 | NA
7863 | 0700 BIG SANDY, KY to AMOS WV | Kentucky Power Company | American Electric Power Company, Inc. | 765 | 0.13 | NA
7864 | 0701 BIG SANDY, KY to SARGENTS, OH | Kentucky Power Company | American Electric Power Company, Inc. | 765 | 28.9 | NA
7865 | 0702 BIG SANDY, KY to BROADFORD, VA | Kentucky Power Company | American Electric Power Company, Inc. | 765 | 73.9 | NA
7867 | 0300 BIG SANDY, KY to TRI-STATE, WV | Kentucky Power Company | American Electric Power Company, Inc. | 345 | 8.36 | NA
7869 | 0721 State Line Station to Sheffield Sub (NIPS Co.) | Multi-Owned | Multi-Owned | 345 | 1.9 | NA
7870 | 0722 State Line Station to III Ind St. line 118th St | Commonwealth Edison Company of Indiana, Inc. | Exelon Corporation | 345 | 1.93 | NA
7871 | 6617 St. John (NIPS Co.) to Green Acres (NIPS Co.) | Commonwealth Edison Company of Indiana, Inc. | Exelon Corporation | 345 | 6.93 | NA
7872 | 17705 III Ind State Line to Sheff Sub (NIPS Co Portion) | Commonwealth Edison Company of Indiana, Inc. | Exelon Corporation | 345 | 0.03 | NA
7873 | 17723 III Ind State Line to III Ind St. Line | Commonwealth Edison Company of Indiana, Inc. | Exelon Corporation | 345 | 1.78 | NA
7874 | 94507 III Ind State Line to St. john (NIPS Co.) | Commonwealth Edison Company of Indiana, Inc. | Exelon Corporation | 345 | 7.03 | NA
7875 | Dumont (AEP) to Stillwell Sub | Northern Indiana Public Service Company | NiSource Inc. | 345 | 2.86 | NA
7876 | Dune Acres Sub to Babcock Sub | Northern Indiana Public Service Company | NiSource Inc. | 345 | 7.71 | NA
7877 | Babcock Sub to Lake George Sub | Northern Indiana Public Service Company | NiSource Inc. | 345 | 11.74 | NA
7878 | Munster Sub to Burnham (CECO) | Northern Indiana Public Service Company | NiSource Inc. | 345 | 0.61 | NA
7879 | Michigan City Gen Station to Babcock Sub | Northern Indiana Public Service Company | NiSource Inc. | 345 | 19.36 | NA
7880 | Michigan City Gen Station to Dune Acres Sub | Northern Indiana Public Service Company | NiSource Inc. | 345 | 10.39 | NA
7881 | Schahfer Gen Station to Tower Road Sub | Northern Indiana Public Service Company | NiSource Inc. | 345 | 22.56 | NA
7882 | Schahfer Gen Station to Lake George Sub | Northern Indiana Public Service Company | NiSource Inc. | 345 | 31.87 | NA
7883 | Burr Oak Sub to Leesburg Sub | Northern Indiana Public Service Company | NiSource Inc. | 345 | 28.16 | NA
7884 | Dune Acres Sub to Gary Avenue | Northern Indiana Public Service Company | NiSource Inc. | 345 | 26.97 | NA
7885 | Sheffield Sub to Burnham (CECO) | Northern Indiana Public Service Company | NiSource Inc. | 345 | 1.87 | NA
7886 | Schahfer Gen Station to Burr Oak Sub | Northern Indiana Public Service Company | NiSource Inc. | 345 | 32.46 | NA
7887 | Babcock Sub to Stillwell Sub | Northern Indiana Public Service Company | NiSource Inc. | 345 | 28.78 | NA
7888 | Schahfer Gen Station to Green Acres Sub | Northern Indiana Public Service Company | NiSource Inc. | 345 | 26.71 | NA
7889 | Leesburg Sub to Deedsville (CINERGY) | Northern Indiana Public Service Company | NiSource Inc. | 345 | 17.68 | NA
7890 | Sheffield Sub to Gary Avenue | Northern Indiana Public Service Company | NiSource Inc. | 345 | 7.64 | NA
7891 | Schahfer Gen Station to St John Sub | Northern Indiana Public Service Company | NiSource Inc. | 345 | 31.01 | NA
7892 | Lake George Sub to Munster Sub | Northern Indiana Public Service Company | NiSource Inc. | 345 | 14.75 | NA
7893 | Tower Road to Babcock Sub | Northern Indiana Public Service Company | NiSource Inc. | 345 | 4.28 | NA
7894 | Leesburg Sub to Hiple, F.G. Sub | Northern Indiana Public Service Company | NiSource Inc. | 345 | 22.66 | NA
7914 | NY/NJ Stateline to South Mahwah | Rockland Electric Company | Consolidated Edison, Inc. | 345 | 3.74 | NA
7975 | D.C. Cook to Dumont | Indiana Michigan Power Company | American Electric Power Company, Inc. | 765 | 36 | NA
7976 | Rockport to Jefferson | Indiana Michigan Power Company | American Electric Power Company, Inc. | 765 | 111 | NA
7977 | Rockport to Sullivan | Indiana Michigan Power Company | American Electric Power Company, Inc. | 765 | 97 | NA
7978 | Hanging Rock to Jefferson | Indiana Michigan Power Company | American Electric Power Company, Inc. | 765 | 1 | NA
7979 | Beddington To Doubs | Potomac Edison Company | FirstEnergy Corp. | 500 | 32.2 | NA
7980 | Black Oak To Bedington | Potomac Edison Company | FirstEnergy Corp. | 500 | 60.13 | NA
7981 | Doubs to Brighton | Potomac Edison Company | FirstEnergy Corp. | 500 | 6.34 | NA
7985 | Mt Storm To Pruntytown | Multi-Owned | FirstEnergy Corp. | 500 | 45.59 | NA
7986 | Aqueduct To Dickerson H | Potomac Edison Company | FirstEnergy Corp. | 230 | 0.89 | NA
7987 | Aqueduct To Doubs | Potomac Edison Company | FirstEnergy Corp. | 230 | 6.66 | NA
7988 | Carroll To Mount Airy | Potomac Edison Company | FirstEnergy Corp. | 230 | 12.74 | NA
7989 | Damascus To Montgomery | Potomac Edison Company | FirstEnergy Corp. | 230 | 4.95 | NA
7990 | Doubs To Dickerson H | Potomac Edison Company | FirstEnergy Corp. | 230 | 8 | NA
7991 | Doubs To Estalco 1 | Potomac Edison Company | FirstEnergy Corp. | 230 | 3.17 | NA
7992 | Doubs To Estalco 2 | Potomac Edison Company | FirstEnergy Corp. | 230 | 3.75 | NA
7993 | Doubs To LimeKiln 1 | Potomac Edison Company | FirstEnergy Corp. | 230 | 6.74 | NA
7994 | Doubs To LimeKiln 2 | Potomac Edison Company | FirstEnergy Corp. | 230 | 6.71 | NA
7995 | Doubs To Monocacy | Potomac Edison Company | FirstEnergy Corp. | 230 | 24.86 | NA
7996 | Fredrick A To McCain | Potomac Edison Company | FirstEnergy Corp. | 230 | 5.67 | NA
7997 | Fredrick A To Monocacy | Potomac Edison Company | FirstEnergy Corp. | 230 | 1.74 | NA
7998 | Frostown Jct To Boonsboro | Potomac Edison Company | FirstEnergy Corp. | 230 | 3.52 | NA
7999 | Frostown Jct To Doubs | Potomac Edison Company | FirstEnergy Corp. | 230 | 14.59 | NA
8000 | Frostown Jct To Ringgold | Potomac Edison Company | FirstEnergy Corp. | 230 | 13.18 | NA
8001 | Lime Kiln To Mccain | Potomac Edison Company | FirstEnergy Corp. | 230 | 4.22 | NA
8002 | Lime Kiln To Monocacy | Potomac Edison Company | FirstEnergy Corp. | 230 | 6.67 | NA
8003 | Lime Kiln To Montgomery | Potomac Edison Company | FirstEnergy Corp. | 230 | 12 | NA
8004 | Monocacy To Eaglehead | Potomac Edison Company | FirstEnergy Corp. | 230 | 6.92 | NA
8005 | Monocacy To Ringgold | Potomac Edison Company | FirstEnergy Corp. | 230 | 23.55 | NA
8006 | Mount Airy To Damascus | Potomac Edison Company | FirstEnergy Corp. | 230 | 10.43 | NA
8007 | Mount Airy To New Market | Potomac Edison Company | FirstEnergy Corp. | 230 | 5.88 | NA
8008 | New Market To Eaglehead | Potomac Edison Company | FirstEnergy Corp. | 230 | 8.12 | NA
8046 | Meadow Brook To Morrisville | Multi-Owned | Multi-Owned | 500 | 52.66 | NA
8048 | Ashtabula to Erie West (Penelec Co) | Cleveland Electric Illuminating Company | FirstEnergy Corp. | 345 | 14.92 | NA
8051 | Avon to Juniper | Cleveland Electric Illuminating Company | FirstEnergy Corp. | 345 | 44.05 | NA
8052 | Eastlake Tap to Juniper | Cleveland Electric Illuminating Company | FirstEnergy Corp. | 345 | 36.82 | NA
8053 | Hanna to Canton Central | Cleveland Electric Illuminating Company | FirstEnergy Corp. | 345 | 26.6 | NA
8054 | Harding to Fox | Cleveland Electric Illuminating Company | FirstEnergy Corp. | 345 | 5.2 | NA
8055 | Inland to Harding | Cleveland Electric Illuminating Company | FirstEnergy Corp. | 345 | 4.26 | NA
8056 | Juniper to Hanna | Multi-Owned | FirstEnergy Corp. | 345 | 27.95 | NA
8057 | Juniper to Harding | Cleveland Electric Illuminating Company | FirstEnergy Corp. | 345 | 7.87 | NA
8058 | Juniper to Star | Multi-Owned | FirstEnergy Corp. | 345 | 29.52 | NA
8059 | Perry to Ashtabula | Cleveland Electric Illuminating Company | FirstEnergy Corp. | 345 | 23.32 | NA
8060 | Perry to Eastlake | Cleveland Electric Illuminating Company | FirstEnergy Corp. | 345 | 20.48 | NA
8061 | Perry to Harding | Cleveland Electric Illuminating Company | FirstEnergy Corp. | 345 | 54.96 | NA
8062 | Perry to Inland | Cleveland Electric Illuminating Company | FirstEnergy Corp. | 345 | 55.02 | NA
8083 | Kanawha to Matt Funk | Appalachian Power Company | American Electric Power Company, Inc. | 345 | 42.31 | NA
8085 | Baker to Tri State | Appalachian Power Company | American Electric Power Company, Inc. | 345 | 5.58 | NA
8086 | Kyger Creek to Sporn | Appalachian Power Company | American Electric Power Company, Inc. | 345 | 12.12 | NA
8087 | Muskingum to Sporn | Appalachian Power Company | American Electric Power Company, Inc. | 345 | 2.21 | NA
8088 | Kanawha to Matt Funk | Appalachian Power Company | American Electric Power Company, Inc. | 345 | 65.9 | NA
8089 | Amos to Sporn | Appalachian Power Company | American Electric Power Company, Inc. | 345 | 46.29 | NA
8090 | Kanawha to Sporn | Appalachian Power Company | American Electric Power Company, Inc. | 345 | 62.08 | NA
8091 | Amos to Kanawha | Appalachian Power Company | American Electric Power Company, Inc. | 345 | 40 | NA
8092 | Kyger Creek to Tri State | Appalachian Power Company | American Electric Power Company, Inc. | 345 | 75.35 | NA
8093 | Cane River Cir-A to Nagel | Appalachian Power Company | American Electric Power Company, Inc. | 230 | 45.58 | NA
8094 | East Danville No. 1 to Roxboro | Appalachian Power Company | American Electric Power Company, Inc. | 230 | 7.63 | NA
8216 | Tanners Creek to Sorenson | Indiana Michigan Power Company | American Electric Power Company, Inc. | 345 | 137 | NA
8217 | Sorenson to East Lime | Indiana Michigan Power Company | American Electric Power Company, Inc. | 345 | 30 | NA
8218 | Breed to Dequine East | Indiana Michigan Power Company | American Electric Power Company, Inc. | 345 | 188.19 | NA
8219 | Dequine to Olive | Indiana Michigan Power Company | American Electric Power Company, Inc. | 345 | 0.45 | NA
8220 | Sorenson to Olive | Indiana Michigan Power Company | American Electric Power Company, Inc. | 345 | 78 | NA
8221 | Olive to Goodings Grove | Indiana Michigan Power Company | American Electric Power Company, Inc. | 345 | 41 | NA
8222 | Desoto to Jct Tower (Mar. CO) | Indiana Michigan Power Company | American Electric Power Company, Inc. | 345 | 59 | NA
8223 | Tanners Creek to Hanna | Indiana Michigan Power Company | American Electric Power Company, Inc. | 345 | 80 | NA
8224 | Eugene to Sidney | Multi-Owned | American Electric Power Company, Inc. | 345 | 2 | NA
8225 | Sorenson-Olive to Twin Branch | Indiana Michigan Power Company | American Electric Power Company, Inc. | 345 | 11 | NA
8226 | Breed to CIPSCO | Indiana Michigan Power Company | American Electric Power Company, Inc. | 345 | 1 | NA
8228 | Robison Park to Sorenson-East Lime | Indiana Michigan Power Company | American Electric Power Company, Inc. | 345 | 23 | NA
8229 | Cook to Olive | Indiana Michigan Power Company | American Electric Power Company, Inc. | 345 | 4 | NA
8230 | Dumont to Olive | Indiana Michigan Power Company | American Electric Power Company, Inc. | 345 | 15 | NA
8231 | Dumont to Twin Branch | Indiana Michigan Power Company | American Electric Power Company, Inc. | 345 | 17 | NA
8232 | Dumont to Babcock | Indiana Michigan Power Company | American Electric Power Company, Inc. | 345 | 9 | NA
8233 | Twin Branch to Cook-Rob Park Jct | Indiana Michigan Power Company | American Electric Power Company, Inc. | 345 | 6 | NA
8234 | Cook to Robison Park | Indiana Michigan Power Company | American Electric Power Company, Inc. | 345 | 105 | NA
8235 | Jackson Road to Sorenson-Olive | Indiana Michigan Power Company | American Electric Power Company, Inc. | 345 | 4 | NA
8236 | Cook-Rob-Park Jct to Argenta | Indiana Michigan Power Company | American Electric Power Company, Inc. | 345 | 31 | NA
8237 | Breed to Sullivan | Indiana Michigan Power Company | American Electric Power Company, Inc. | 345 | 2 | NA
8238 | Collingwood to South Butler | Indiana Michigan Power Company | American Electric Power Company, Inc. | 345 | 12 | NA
8239 | Cook to Palisades | Indiana Michigan Power Company | American Electric Power Company, Inc. | 345 | 42 | NA
8240 | Baker To Don Marquis | Ohio Power Company | American Electric Power Company, Inc. | 765 | 36.73 | NA
8242 | Amos To North Proctorville | Ohio Power Company | American Electric Power Company, Inc. | 765 | 5.3 | NA
8244 | Amos To Gavin | Ohio Power Company | American Electric Power Company, Inc. | 765 | 0.49 | NA
8245 | Gavin To Kammer | Ohio Power Company | American Electric Power Company, Inc. | 765 | 2.62 | NA
8246 | Kammer To South Canton | Ohio Power Company | American Electric Power Company, Inc. | 765 | 78.68 | NA
8247 | North To Hanging Rock | Ohio Power Company | American Electric Power Company, Inc. | 765 | 25.99 | NA
8248 | Hanging Rock To Jefferson | Ohio Power Company | American Electric Power Company, Inc. | 765 | 6.14 | NA
8249 | sioux Sub. To Montgomery Sub. | Union Electric Company | Ameren Corporation | 345 | 66.39 | NA
8250 | Montgomery Sub. To Hills Sub | Union Electric Company | Ameren Corporation | 345 | 186.14 | NA
8251 | Tap Structure To Palmyra Sub | Union Electric Company | Ameren Corporation | 345 | 2.48 | NA
8252 | Rush Island To shawnee Sub. | Union Electric Company | Ameren Corporation | 345 | 103.3 | NA
8253 | Montgomery To Overton Sub. | Union Electric Company | Ameren Corporation | 345 | 64.4 | NA
8254 | Callaway To Bland Sub. | Union Electric Company | Ameren Corporation | 345 | 31.5 | NA
8255 | Labdie Plant To Mason Sub. | Union Electric Company | Ameren Corporation | 345 | 24.84 | NA
8256 | Labadie plant To Tyson Sub. | Union Electric Company | Ameren Corporation | 345 | 30.87 | NA
8257 | Labadie plant To Franks Sub. | Union Electric Company | Ameren Corporation | 345 | 83.98 | NA
8258 | Callaway To Montgomery Sub. | Union Electric Company | Ameren Corporation | 345 | 23.22 | NA
8259 | Callaway-Bland#30 To Loose Creek | Union Electric Company | Ameren Corporation | 345 | 23.7 | NA
8260 | Loose Creek To Franks | Union Electric Company | Ameren Corporation | 345 | 37.3 | NA
8261 | Rush Island Plant to Tyson Sub | Union Electric Company | Ameren Corporation | 345 | 33.14 | NA
8263 | Cahokia Sub to Roxford sub. | Union Electric Company | Ameren Corporation | 345 | 3.35 | NA
8264 | Labadie Plant To Montgomery Sub. | Union Electric Company | Ameren Corporation | 345 | 49.84 | NA
8265 | Sioux Plant To Mason Sub | Union Electric Company | Ameren Corporation | 345 | 21.94 | NA
8266 | Sioux To Roxford Sub. | Multi-Owned | Ameren Corporation | 345 | 12.7 | NA
8267 | Rush To St.Franscois 2 | Union Electric Company | Ameren Corporation | 345 | 17 | NA
8268 | Baker To Broadford | Appalachian Power Company | American Electric Power Company, Inc. | 765 | 52.03 | NA
8269 | Broadford To Jacksons Ferry | Appalachian Power Company | American Electric Power Company, Inc. | 765 | 48.87 | NA
8270 | Cloverdale To Jacksons Ferry | Appalachian Power Company | American Electric Power Company, Inc. | 765 | 65.16 | NA
8271 | Cloverdale To Joshua Falls | Appalachian Power Company | American Electric Power Company, Inc. | 765 | 56.65 | NA
8272 | Axton To Jacksons Ferry | Appalachian Power Company | American Electric Power Company, Inc. | 765 | 73.48 | NA
8275 | Jacksons Ferry To Mcguire | Appalachian Power Company | American Electric Power Company, Inc. | 500 | 25.68 | NA
8276 | Amos To Hanging Rock | Appalachian Power Company | American Electric Power Company, Inc. | 765 | 26.7 | NA
8277 | Gavin To Mountaineer | Appalachian Power Company | American Electric Power Company, Inc. | 765 | 8.29 | NA
8279 | Amos To Culoden | Appalachian Power Company | American Electric Power Company, Inc. | 765 | 15.2 | NA
8280 | Baker To Culloden | Appalachian Power Company | American Electric Power Company, Inc. | 765 | 33.86 | NA
8281 | Culloden To Wyoming | Appalachian Power Company | American Electric Power Company, Inc. | 765 | 58.08 | NA
8282 | Culloden To Gavin | Appalachian Power Company | American Electric Power Company, Inc. | 765 | 41.56 | NA
8283 | Amos To Mountaineer | Appalachian Power Company | American Electric Power Company, Inc. | 765 | 46.58 | NA
8288 | Mill Creek Sub to Paddy's West Sub | Louisville Gas and Electric Company | PPL Corporation | 345 | 14.54 | NA
8289 | Paddy's West Sub to Northside Sub | Louisville Gas and Electric Company | PPL Corporation | 345 | 14.52 | NA
8290 | Trimble County Sub to Clifty Creek Sub | Louisville Gas and Electric Company | PPL Corporation | 345 | 12.35 | NA
8291 | Blue Lick Sub to Middletown Sub | Louisville Gas and Electric Company | PPL Corporation | 345 | 19.34 | NA
8292 | Buckner to Wises Landing | Louisville Gas and Electric Company | PPL Corporation | 345 | 13.43 | NA
8293 | Middletown to Buckner | Louisville Gas and Electric Company | PPL Corporation | 345 | 14.12 | NA
8294 | Middletown Sub to Trimble County Sub | Louisville Gas and Electric Company | PPL Corporation | 345 | 27.96 | NA
8295 | Mill Creek Sub to Blue Lick Sub | Louisville Gas and Electric Company | PPL Corporation | 345 | 12.04 | NA
8296 | Mill Creek Sub to Middletown Sub | Louisville Gas and Electric Company | PPL Corporation | 345 | 31.36 | NA
8297 | Mill Creek to East Fort Knox | Louisville Gas and Electric Company | PPL Corporation | 345 | 6.89 | NA
8298 | Trimble County to Speed | Louisville Gas and Electric Company | PPL Corporation | 345 | 2.48 | NA
8299 | Trimble County to Ghent | Louisville Gas and Electric Company | PPL Corporation | 345 | 2.48 | NA
8386 | Pender to Bull Run | Virginia Electric and Power Company | Dominion Energy, Inc. | 230 | 7.49 | NA
8387 | Brambleton to Pleasant View | Virginia Electric and Power Company | Dominion Energy, Inc. | 230 | 7.97 | NA
8388 | Idylwood to Clark | Virginia Electric and Power Company | Dominion Energy, Inc. | 230 | 4.03 | NA
8390 | Gum Springs to Jefferson St | Virginia Electric and Power Company | Dominion Energy, Inc. | 230 | 10.79 | NA
8391 | Chesterfield to Locks | Virginia Electric and Power Company | Dominion Energy, Inc. | 230 | 12.23 | NA
8392 | Braddock to Idylwood | Virginia Electric and Power Company | Dominion Energy, Inc. | 230 | 4.72 | NA
8393 | Chesterfield to Southwest | Virginia Electric and Power Company | Dominion Energy, Inc. | 230 | 14.4 | NA
8394 | Waller to Yorktown | Virginia Electric and Power Company | Dominion Energy, Inc. | 230 | 18.8 | NA
8395 | Hayfield to Van Dorn | Virginia Electric and Power Company | Dominion Energy, Inc. | 230 | 2.9 | NA
8396 | Chesterfield to Hopewell | Virginia Electric and Power Company | Dominion Energy, Inc. | 230 | 11.17 | NA
8397 | Hopewell to Surry | Virginia Electric and Power Company | Dominion Energy, Inc. | 230 | 42.97 | NA
8398 | Lakeview to Thelma | Virginia Electric and Power Company | Dominion Energy, Inc. | 230 | 8.62 | NA
8399 | Surry to Winchester | Virginia Electric and Power Company | Dominion Energy, Inc. | 230 | 37.61 | NA
8400 | Possum Point to Hayfield | Virginia Electric and Power Company | Dominion Energy, Inc. | 230 | 21.02 | NA
8401 | Lakeside to Elmont | Virginia Electric and Power Company | Dominion Energy, Inc. | 230 | 5.74 | NA
8402 | Lakeside to Chesterfield | Virginia Electric and Power Company | Dominion Energy, Inc. | 230 | 21.32 | NA
8403 | Everetts to Greenville | Virginia Electric and Power Company | Dominion Energy, Inc. | 230 | 21.65 | NA
8404 | Midlothian to Southwest | Virginia Electric and Power Company | Dominion Energy, Inc. | 230 | 21.29 | NA
8405 | Ox to Gum Springs | Virginia Electric and Power Company | Dominion Energy, Inc. | 230 | 14.11 | NA
8406 | Northwest to Elmont | Virginia Electric and Power Company | Dominion Energy, Inc. | 230 | 5.93 | NA
8407 | Northwest to Southwest | Virginia Electric and Power Company | Dominion Energy, Inc. | 230 | 10.25 | NA
8408 | Surry to Yadkin | Virginia Electric and Power Company | Dominion Energy, Inc. | 230 | 44.1 | NA
8409 | Northern Neck to Lanexa | Virginia Electric and Power Company | Dominion Energy, Inc. | 230 | 41.27 | NA
8410 | Surry to Churchland | Virginia Electric and Power Company | Dominion Energy, Inc. | 230 | 37.74 | NA
8411 | Beaumeade to Brambleton | Virginia Electric and Power Company | Dominion Energy, Inc. | 230 | 13.25 | NA
8412 | Everetts to Edgecombe | Virginia Electric and Power Company | Dominion Energy, Inc. | 230 | 44.85 | NA
8413 | Thrasher to Landstown | Virginia Electric and Power Company | Dominion Energy, Inc. | 230 | 8.54 | NA
8414 | Gaston to Thelma | Virginia Electric and Power Company | Dominion Energy, Inc. | 230 | 0.17 | NA
8415 | Charlottsville to Dooms | Virginia Electric and Power Company | Dominion Energy, Inc. | 230 | 22.67 | NA
8416 | Winchester to Whealton | Virginia Electric and Power Company | Dominion Energy, Inc. | 230 | 0.22 | NA
8417 | Farmville to Clover | Virginia Electric and Power Company | Dominion Energy, Inc. | 230 | 55.46 | NA
8418 | Southwest to Plaza | Virginia Electric and Power Company | Dominion Energy, Inc. | 230 | 4.04 | NA
8419 | Possum Point to Braddock | Virginia Electric and Power Company | Dominion Energy, Inc. | 230 | 21.99 | NA
8420 | Carson to Clubhouse | Virginia Electric and Power Company | Dominion Energy, Inc. | 230 | 28.55 | NA
8421 | Lakeview to Hornertown | Virginia Electric and Power Company | Dominion Energy, Inc. | 230 | 4.06 | NA
8422 | Jefferson St. to Hayfield | Virginia Electric and Power Company | Dominion Energy, Inc. | 230 | 6.22 | NA
8423 | Midlothian to Trabue Tap Pt | Virginia Electric and Power Company | Dominion Energy, Inc. | 230 | 3.09 | NA
8424 | Ox to Van Dorn | Virginia Electric and Power Company | Dominion Energy, Inc. | 230 | 12.32 | NA
8425 | Bull Run to Burke | Virginia Electric and Power Company | Dominion Energy, Inc. | 230 | 8.87 | NA
8426 | Green Run to Greenwich | Virginia Electric and Power Company | Dominion Energy, Inc. | 230 | 5.11 | NA
8427 | Suffolk to Earleys | Virginia Electric and Power Company | Dominion Energy, Inc. | 230 | 44.39 | NA
8428 | Suffolk to Winfall | Virginia Electric and Power Company | Dominion Energy, Inc. | 230 | 35.28 | NA
8429 | Glebe to Ox | Virginia Electric and Power Company | Dominion Energy, Inc. | 230 | 18.11 | NA
8430 | Locks to Carson | Virginia Electric and Power Company | Dominion Energy, Inc. | 230 | 10.71 | NA
8431 | Arlington to Glebe | Virginia Electric and Power Company | Dominion Energy, Inc. | 230 | 2.5 | NA
8432 | Arlington to Idylwood | Virginia Electric and Power Company | Dominion Energy, Inc. | 230 | 5.24 | NA
8433 | Aquia Harbor to Possum Point | Virginia Electric and Power Company | Dominion Energy, Inc. | 230 | 11.85 | NA
8434 | Valley to Harrisonburg | Virginia Electric and Power Company | Dominion Energy, Inc. | 230 | 10.58 | NA
8435 | Clubhouse to Lakeview | Virginia Electric and Power Company | Dominion Energy, Inc. | 230 | 17.98 | NA
8436 | South Anna Pwr Sta to North Anna | Virginia Electric and Power Company | Dominion Energy, Inc. | 230 | 30.67 | NA
8437 | Four Rivers to Ladysmith Ct | Virginia Electric and Power Company | Dominion Energy, Inc. | 230 | 27.27 | NA
8438 | Churchland to Sewells Point | Virginia Electric and Power Company | Dominion Energy, Inc. | 230 | 6.81 | NA
8439 | Basin to Chesterfield | Virginia Electric and Power Company | Dominion Energy, Inc. | 230 | 12.4 | NA
8440 | Grottoes to Harrisonburg | Virginia Electric and Power Company | Dominion Energy, Inc. | 230 | 10.63 | NA
8441 | Newport News to Shellbank | Virginia Electric and Power Company | Dominion Energy, Inc. | 230 | 4.86 | NA
8442 | Yadkin to Greenwich | Virginia Electric and Power Company | Dominion Energy, Inc. | 230 | 13.55 | NA
8443 | Chuckatuk to Newport News | Virginia Electric and Power Company | Dominion Energy, Inc. | 230 | 15.45 | NA
8444 | Hunter to Reston | Virginia Electric and Power Company | Dominion Energy, Inc. | 230 | 2.67 | NA
8445 | Clifton to Sully | Virginia Electric and Power Company | Dominion Energy, Inc. | 230 | 13.96 | NA
8446 | Clifton to Glen Carlyn | Virginia Electric and Power Company | Dominion Energy, Inc. | 230 | 24.6 | NA
8447 | Churchland to Yadkin | Virginia Electric and Power Company | Dominion Energy, Inc. | 230 | 11.41 | NA
8448 | Cogentrix to Hopewell | Virginia Electric and Power Company | Dominion Energy, Inc. | 230 | 1 | NA
8449 | Shawboro to Fentress | Virginia Electric and Power Company | Dominion Energy, Inc. | 230 | 25.33 | NA
8450 | Burke to Ravensworth | Virginia Electric and Power Company | Dominion Energy, Inc. | 230 | 5.16 | NA
8451 | Fentress to Landstown | Virginia Electric and Power Company | Dominion Energy, Inc. | 230 | 8.97 | NA
8452 | Dooms to Grottoes | Virginia Electric and Power Company | Dominion Energy, Inc. | 230 | 11.53 | NA
8453 | Glen Carlyn to Arlington | Virginia Electric and Power Company | Dominion Energy, Inc. | 230 | 2.44 | NA
8454 | Beaumeade to Pleasant View | Virginia Electric and Power Company | Dominion Energy, Inc. | 230 | 5.4 | NA
8455 | Glebe to Crystal | Virginia Electric and Power Company | Dominion Energy, Inc. | 230 | 1.23 | NA
8456 | Glebe to Crystal | Virginia Electric and Power Company | Dominion Energy, Inc. | 230 | 1.2 | NA
8457 | Glen Carlyn to Clarendon | Virginia Electric and Power Company | Dominion Energy, Inc. | 230 | 1.95 | NA
8458 | Glen Carlyn to Clarendon | Virginia Electric and Power Company | Dominion Energy, Inc. | 230 | 1.95 | NA
8459 | Thrasher to Reeves Avenue | Virginia Electric and Power Company | Dominion Energy, Inc. | 230 | 6.53 | NA
8460 | Marsh Run Ct to Remington | Virginia Electric and Power Company | Dominion Energy, Inc. | 230 | 1.24 | NA
8461 | Braddock to Ravensworth | Virginia Electric and Power Company | Dominion Energy, Inc. | 230 | 2.06 | NA
8462 | Spruance to Midlothian | Virginia Electric and Power Company | Dominion Energy, Inc. | 230 | 21.59 | NA
8463 | Elmont to Northeast | Virginia Electric and Power Company | Dominion Energy, Inc. | 230 | 13.19 | NA
8464 | Basin to Northeast | Virginia Electric and Power Company | Dominion Energy, Inc. | 230 | 8.53 | NA
8465 | Waller to Yorktown | Virginia Electric and Power Company | Dominion Energy, Inc. | 230 | 19.96 | NA
8466 | Darbytown to White Oak | Virginia Electric and Power Company | Dominion Energy, Inc. | 230 | 13.94 | NA
8467 | Chesterfield to Chickahominy | Virginia Electric and Power Company | Dominion Energy, Inc. | 230 | 14.63 | NA
8468 | Peninsula to Yorktown | Virginia Electric and Power Company | Dominion Energy, Inc. | 230 | 11.21 | NA
8469 | Suffolk to Chuckatuck | Virginia Electric and Power Company | Dominion Energy, Inc. | 230 | 14.62 | NA
8470 | Surry to Chuckatuck | Virginia Electric and Power Company | Dominion Energy, Inc. | 230 | 23.43 | NA
8471 | Whealton to Yorktown | Virginia Electric and Power Company | Dominion Energy, Inc. | 230 | 14.3 | NA
8472 | Valley to Dooms | Virginia Electric and Power Company | Dominion Energy, Inc. | 230 | 33.97 | NA
8473 | Annandale to Braddock | Virginia Electric and Power Company | Dominion Energy, Inc. | 230 | 3.58 | NA
8474 | Loudoun to Bull Run | Virginia Electric and Power Company | Dominion Energy, Inc. | 230 | 8.67 | NA
8475 | Halifax to Person-CP&L | Virginia Electric and Power Company | Dominion Energy, Inc. | 230 | 20.41 | NA
8476 | Annandale to Braddock | Virginia Electric and Power Company | Dominion Energy, Inc. | 230 | 3.56 | NA
8477 | Bremo to Farmville | Virginia Electric and Power Company | Dominion Energy, Inc. | 230 | 28.27 | NA
8478 | Remington Ct to Marsh Run Ct | Virginia Electric and Power Company | Dominion Energy, Inc. | 230 | 1.71 | NA
8479 | Occoquan to Possum Point | Virginia Electric and Power Company | Dominion Energy, Inc. | 230 | 12.61 | NA
8480 | Carson to Poe | Virginia Electric and Power Company | Dominion Energy, Inc. | 230 | 12.69 | NA
8481 | Chesterfield to Poe | Virginia Electric and Power Company | Dominion Energy, Inc. | 230 | 19.39 | NA
8482 | Peninsula to Shellbank | Virginia Electric and Power Company | Dominion Energy, Inc. | 230 | 6.29 | NA
8483 | Clark to Hunter | Virginia Electric and Power Company | Dominion Energy, Inc. | 230 | 2.57 | NA
8484 | Churchland to Lake Kingman | Virginia Electric and Power Company | Dominion Energy, Inc. | 230 | 1.47 | NA
8485 | Thalia to Lynnhaven | Virginia Electric and Power Company | Dominion Energy, Inc. | 230 | 3.37 | NA
8486 | Loudoun to Dulles | Virginia Electric and Power Company | Dominion Energy, Inc. | 230 | 13.25 | NA
8487 | Midlothian to Short Pump | Virginia Electric and Power Company | Dominion Energy, Inc. | 230 | 24.84 | NA
8488 | Reston to Tysons | Virginia Electric and Power Company | Dominion Energy, Inc. | 230 | 7.83 | NA
8489 | Clifton to Cannon Branch | Virginia Electric and Power Company | Dominion Energy, Inc. | 230 | 7.46 | NA
8490 | Roanole Valley Nug to Earleys | Virginia Electric and Power Company | Dominion Energy, Inc. | 230 | 37.7 | NA
8491 | Occoquan to Ox | Virginia Electric and Power Company | Dominion Energy, Inc. | 230 | 1.45 | NA
8492 | Earleys to Everetts | Virginia Electric and Power Company | Dominion Energy, Inc. | 230 | 32.62 | NA
8493 | Reston to Dulles | Virginia Electric and Power Company | Dominion Energy, Inc. | 230 | 5.2 | NA
8494 | Lanexa to Harmony Village | Virginia Electric and Power Company | Dominion Energy, Inc. | 230 | 31.03 | NA
8496 | Greenwich to E. River Nug | Virginia Electric and Power Company | Dominion Energy, Inc. | 230 | 11.13 | NA
8497 | Thalia to Greenwich | Virginia Electric and Power Company | Dominion Energy, Inc. | 230 | 2.34 | NA
8498 | Elizabeth City to Winfall | Virginia Electric and Power Company | Dominion Energy, Inc. | 230 | 16 | 2014
8499 | Elizabeth City to Shawboro | Virginia Electric and Power Company | Dominion Energy, Inc. | 230 | 10.26 | NA
8500 | Ravensworth to Possum Point | Virginia Electric and Power Company | Dominion Energy, Inc. | 230 | 19.89 | NA
8501 | Glebe to Jefferson Street | Virginia Electric and Power Company | Dominion Energy, Inc. | 230 | 3.93 | NA
8502 | Chickahominy to Lanexa | Virginia Electric and Power Company | Dominion Energy, Inc. | 230 | 14.26 | NA
8503 | Green Run to Lynnhaven | Virginia Electric and Power Company | Dominion Energy, Inc. | 230 | 6.97 | NA
8504 | Landstown to Lynnhaven | Virginia Electric and Power Company | Dominion Energy, Inc. | 230 | 5.88 | NA
8505 | Midlothian to Bremo | Virginia Electric and Power Company | Dominion Energy, Inc. | 230 | 35.62 | NA
8506 | Charlottsville to Bremo | Virginia Electric and Power Company | Dominion Energy, Inc. | 230 | 25.53 | NA
8507 | CIA to Swinks Mill | Virginia Electric and Power Company | Dominion Energy, Inc. | 230 | 3.78 | NA
8508 | Loudoun to Gainsville | Virginia Electric and Power Company | Dominion Energy, Inc. | 230 | 7.75 | NA
8509 | Four Rivers to Elmont | Virginia Electric and Power Company | Dominion Energy, Inc. | 230 | 8.93 | NA
8510 | Clark to Sterling Park | Virginia Electric and Power Company | Dominion Energy, Inc. | 230 | 10.44 | NA
8511 | Earleys to Trowbridge | Virginia Electric and Power Company | Dominion Energy, Inc. | 230 | 35.06 | NA
8512 | Idylwood to CIA | Virginia Electric and Power Company | Dominion Energy, Inc. | 230 | 5.49 | NA
8513 | Glebe to Pentagon | Virginia Electric and Power Company | Dominion Energy, Inc. | 230 | 2.37 | NA
8514 | Glebe to Pentagon | Virginia Electric and Power Company | Dominion Energy, Inc. | 230 | 2.37 | NA
8515 | Greenwich to Reeves Avenue | Virginia Electric and Power Company | Dominion Energy, Inc. | 230 | 5.75 | NA
8516 | Morrisville to Marsh Run Ct | Virginia Electric and Power Company | Dominion Energy, Inc. | 230 | 3.92 | NA
8517 | Occoquan to Ogden Martin | Virginia Electric and Power Company | Dominion Energy, Inc. | 230 | 3.31 | NA
8518 | Bear Island to Four Rivers | Virginia Electric and Power Company | Dominion Energy, Inc. | 230 | 0.05 | NA
8519 | Loudoun to Brambleton | Virginia Electric and Power Company | Dominion Energy, Inc. | 230 | 5.08 | NA
8520 | Hopewell to Polyester Pwr Sta | Virginia Electric and Power Company | Dominion Energy, Inc. | 230 | 0.72 | NA
8521 | Surry to Gravel Neck | Virginia Electric and Power Company | Dominion Energy, Inc. | 230 | 0.31 | NA
8522 | Surry to Gravel Neck | Virginia Electric and Power Company | Dominion Energy, Inc. | 230 | 0.44 | NA
8523 | Chesterfield to Allied | Virginia Electric and Power Company | Dominion Energy, Inc. | 230 | 9.91 | NA
8524 | Allied to Chickahominy | Virginia Electric and Power Company | Dominion Energy, Inc. | 230 | 15.03 | NA
8525 | Clifton to Pender | Virginia Electric and Power Company | Dominion Energy, Inc. | 230 | 9.66 | NA
8526 | Lexington to Clifton Forge | Virginia Electric and Power Company | Dominion Energy, Inc. | 230 | 33.42 | NA
8527 | Northeast to Darbytown | Virginia Electric and Power Company | Dominion Energy, Inc. | 230 | 3.5 | NA
8528 | Charlottesville to Gordonsville | Virginia Electric and Power Company | Dominion Energy, Inc. | 230 | 24.33 | NA
8529 | Basin to Bellemeade | Virginia Electric and Power Company | Dominion Energy, Inc. | 230 | 0.56 | NA
8530 | Hornertown to Rocky Mt. CP&L | Virginia Electric and Power Company | Dominion Energy, Inc. | 230 | 33.06 | NA
8531 | Hornertown to Rosemary | Virginia Electric and Power Company | Dominion Energy, Inc. | 230 | 0.51 | NA
8532 | Edgecomb to Rocky Mt. CP&L | Virginia Electric and Power Company | Dominion Energy, Inc. | 230 | 4.81 | NA
8533 | Four Rivers to Four Rivers Nug | Virginia Electric and Power Company | Dominion Energy, Inc. | 230 | 0.17 | NA
8534 | Reston to Dranesville | Virginia Electric and Power Company | Dominion Energy, Inc. | 230 | 2.97 | NA
8535 | Clifton to Ravensworth | Virginia Electric and Power Company | Dominion Energy, Inc. | 230 | 7.13 | NA
8536 | Shawboro to Kitty Hawk | Virginia Electric and Power Company | Dominion Energy, Inc. | 230 | 36.91 | NA
8537 | Basin to Spruance | Virginia Electric and Power Company | Dominion Energy, Inc. | 230 | 3.66 | NA
8538 | Midlothian to Winterpock | Virginia Electric and Power Company | Dominion Energy, Inc. | 230 | 17.64 | NA
8539 | Four Rivers to Four Rivers Nug | Virginia Electric and Power Company | Dominion Energy, Inc. | 230 | 0.06 | NA
8540 | Clover to Halifax | Virginia Electric and Power Company | Dominion Energy, Inc. | 230 | 16.79 | NA
8541 | Yadkin to Elizabeth River | Virginia Electric and Power Company | Dominion Energy, Inc. | 230 | 3.28 | NA
8542 | Elizabeth River to E. River Pwr Sta | Virginia Electric and Power Company | Dominion Energy, Inc. | 230 | 0.08 | NA
8543 | Lynnhaven to Virginia Beach | Virginia Electric and Power Company | Dominion Energy, Inc. | 230 | 4.36 | NA
8544 | Shawboro to Kitty Hawk via Adlett | Virginia Electric and Power Company | Dominion Energy, Inc. | 230 | 40.4 | NA
8545 | Gordonsville to South Anna | Virginia Electric and Power Company | Dominion Energy, Inc. | 230 | 1.03 | NA
8546 | Elmont to Old Church | Virginia Electric and Power Company | Dominion Energy, Inc. | 230 | 32.08 | NA
8547 | Birchwood to Northern Neck | Virginia Electric and Power Company | Dominion Energy, Inc. | 230 | 44.28 | NA
8548 | Remington to Remington Ct | Virginia Electric and Power Company | Dominion Energy, Inc. | 230 | 0.54 | NA
8549 | Possum Point 500 to Possum Point 230 | Virginia Electric and Power Company | Dominion Energy, Inc. | 230 | 0.81 | NA
8550 | Beaumeade to Dranesville | Virginia Electric and Power Company | Dominion Energy, Inc. | 230 | 9.74 | NA
8551 | Beaumeade to Sterling Park | Virginia Electric and Power Company | Dominion Energy, Inc. | 230 | 2.99 | NA
8552 | Birchwood to Fredercksburg | Virginia Electric and Power Company | Dominion Energy, Inc. | 230 | 15.23 | NA
8553 | Lexington to Lowmoor | Virginia Electric and Power Company | Dominion Energy, Inc. | 230 | 37.37 | NA
8554 | Landstown to West Landing | Virginia Electric and Power Company | Dominion Energy, Inc. | 230 | 7.9 | NA
8555 | Remington CT-Warrenton | Virginia Electric and Power Company | Dominion Energy, Inc. | 230 | 12 | NA
8556 | Fentress to Shawboro | Virginia Electric and Power Company | Dominion Energy, Inc. | 230 | 25.37 | NA
8557 | Gordonsville to Louisa Ct | Virginia Electric and Power Company | Dominion Energy, Inc. | 230 | 0.79 | NA
8558 | Ladysmith to Ladysmith Ct | Virginia Electric and Power Company | Dominion Energy, Inc. | 230 | 3.94 | NA
8559 | Ladysmith Ct to Fredericksburg | Virginia Electric and Power Company | Dominion Energy, Inc. | 230 | 17.29 | NA
8560 | White Oak to Chickahominy | Virginia Electric and Power Company | Dominion Energy, Inc. | 230 | 7.13 | NA
8561 | Beaumeade to Greenway | Virginia Electric and Power Company | Dominion Energy, Inc. | 230 | 11.05 | NA
8562 | Ox to Idylwood | Virginia Electric and Power Company | Dominion Energy, Inc. | 230 | 12.45 | NA
8563 | Chickahominy to Waller | Virginia Electric and Power Company | Dominion Energy, Inc. | 230 | 28.7 | NA
8564 | Short Pump to Elmont | Virginia Electric and Power Company | Dominion Energy, Inc. | 230 | 9.66 | NA
8565 | Fredericksburg to Aquia Harbor | Virginia Electric and Power Company | Dominion Energy, Inc. | 230 | 12.65 | NA
8566 | Thrasher to Yadkin | Virginia Electric and Power Company | Dominion Energy, Inc. | 230 | 7.74 | NA
8567 | Bremo to Bear Garden | Virginia Electric and Power Company | Dominion Energy, Inc. | 230 | 1.39 | NA
8568 | Swinks Mill to Tysons | Virginia Electric and Power Company | Dominion Energy, Inc. | 230 | 2.8 | NA
8569 | Beaumeade to NIVO | Virginia Electric and Power Company | Dominion Energy, Inc. | 230 | 0.68 | NA
8570 | Beaumeade to NIVO | Virginia Electric and Power Company | Dominion Energy, Inc. | 230 | 0.72 | NA
8572 | Lanexa to Waller | Virginia Electric and Power Company | Dominion Energy, Inc. | 230 | 14.48 | NA
8573 | Aquia Harbor to Garrisonville | Virginia Electric and Power Company | Dominion Energy, Inc. | 230 | 5.8 | NA
8574 | Fentress to Thrasher | Virginia Electric and Power Company | Dominion Energy, Inc. | 230 | 5.9 | NA
8576 | East Shore to Totoket Jct (CL&P) | United Illuminating Company | Multi-Owned | 345 | 6.23 | NA
8586 | East Springfield-Tangy (London – Tangy) | American Transmission Systems, Incorporated | FirstEnergy Corp. | 138 | 40 | 2014
8599 | W. Frankfort To Joppa | Ameren Illinois Company | Ameren Corporation | 230 | 47.65 | NA
8600 | Cahokia To West Frankfort-1 | Ameren Illinois Company | Ameren Corporation | 230 | 89.53 | NA
8601 | Shawnee To Joppa | Multi-Owned | Multi-Owned | 345 | 8.97 | NA
8602 | Joppa To Kelso | Ameren Illinois Company | Ameren Corporation | 345 | 33.9 | NA
8603 | Cahokia To Roxford-4 | Ameren Illinois Company | Ameren Corporation | 345 | 15.9 | NA
8604 | Coffeen To Pana North | Ameren Illinois Company | Ameren Corporation | 345 | 30.4 | NA
8605 | Coffeen North To Ramsey East | Ameren Illinois Company | Ameren Corporation | 345 | 22.03 | NA
8606 | Ramsey East To Neoga South | Ameren Illinois Company | Ameren Corporation | 345 | 30.45 | NA
8607 | Neoga South To Casey West | Ameren Illinois Company | Ameren Corporation | 345 | 21.13 | NA
8608 | Casey West To Breed,I.M.P.C. Indiana | Ameren Illinois Company | Ameren Corporation | 345 | 27.45 | NA
8609 | Coffeen To Coffeen North | Ameren Illinois Company | Ameren Corporation | 345 | 0.21 | NA
8610 | Coffeen To Coffeen North 2 | Ameren Illinois Company | Ameren Corporation | 345 | 0.22 | NA
8611 | Com. Ed., Kincaid To Pawnee West | Ameren Illinois Company | Ameren Corporation | 345 | 6.11 | NA
8612 | Shawnee, TVA To Frankfort East | Ameren Illinois Company | Ameren Corporation | 345 | 16.97 | NA
8613 | Newton To Casey West | Ameren Illinois Company | Ameren Corporation | 345 | 26.54 | NA
8614 | Casey West To Kansas West | Ameren Illinois Company | Ameren Corporation | 345 | 21.16 | NA
8615 | Newton To Mt. Vernon, I.P. | Ameren Illinois Company | Ameren Corporation | 345 | 27.81 | NA
8616 | Albion South To Gibson, PS. Indiana | Multi-Owned | Multi-Owned | 345 | 17.25 | NA
8617 | W. Frankfort East To Norris City North | Ameren Illinois Company | Ameren Corporation | 345 | 33.1 | NA
8618 | Duck Creek To Tazewell | Ameren Illinois Company | Ameren Corporation | 345 | 34.58 | NA
8619 | Duck Creek To Ipava | Ameren Illinois Company | Ameren Corporation | 345 | 21.2 | NA
8620 | Sidney Bunsonville To Eugene (I & M E) | Ameren Illinois Company | Ameren Corporation | 345 | 29.26 | NA
8621 | Baldwin To Cahokia | Ameren Illinois Company | Ameren Corporation | 345 | 35.42 | NA
8622 | Baldwin To Turkey Hill | Ameren Illinois Company | Ameren Corporation | 345 | 20.78 | NA
8623 | Sidney To West Kansas | Ameren Illinois Company | Ameren Corporation | 345 | 35.19 | NA
8624 | Baldwin To Stallings | Ameren Illinois Company | Ameren Corporation | 345 | 53.31 | NA
8625 | Clinton P. S. To Brokaw | Ameren Illinois Company | Ameren Corporation | 345 | 22.41 | NA
8626 | Baldwin To W. Mt. Vernon | Ameren Illinois Company | Ameren Corporation | 345 | 52.99 | NA
8627 | Clinton P. S. To Rising | Ameren Illinois Company | Ameren Corporation | 345 | 52.36 | NA
8628 | Coffeen To Roxford-Stallings | Ameren Illinois Company | Ameren Corporation | 345 | 49.87 | NA
8629 | W. Mt. Vernon To W Frankfort | Ameren Illinois Company | Ameren Corporation | 345 | 36.25 | NA
8630 | Latham To Clinton P.S. | Ameren Illinois Company | Ameren Corporation | 345 | 29.61 | NA
8631 | Oreana To Line 4571 | Ameren Illinois Company | Ameren Corporation | 345 | 8.49 | NA
8632 | UE Roxford To stallings | Ameren Illinois Company | Ameren Corporation | 345 | 8.44 | NA
8913 | Sporn to Muskingum | Ohio Power Company | American Electric Power Company, Inc. | 345 | 46.52 | NA
8914 | Muskingum to Central | Ohio Power Company | American Electric Power Company, Inc. | 345 | 82.04 | NA
8915 | Central to East Lima | Ohio Power Company | American Electric Power Company, Inc. | 345 | 74.04 | NA
8916 | East Lima to Sorenson | Ohio Power Company | American Electric Power Company, Inc. | 345 | 42.58 | NA
8917 | Muskingum to Tidd | Ohio Power Company | American Electric Power Company, Inc. | 345 | 83.47 | NA
8918 | Tidd to Canton Central | Ohio Power Company | American Electric Power Company, Inc. | 345 | 51.5 | NA
8919 | Muskingum to Ohio Central | Ohio Power Company | American Electric Power Company, Inc. | 345 | 43.26 | NA
8920 | Ohio Central to Fostoria Central | Ohio Power Company | American Electric Power Company, Inc. | 345 | 107 | NA
8921 | Fostoria Central to East Lima | Ohio Power Company | American Electric Power Company, Inc. | 345 | 39.3 | NA
8922 | South Canton to Sammis | Ohio Power Company | American Electric Power Company, Inc. | 345 | 0.74 | NA
8923 | South Canton to Star | Ohio Power Company | American Electric Power Company, Inc. | 345 | 0.62 | NA
8924 | Southwest Lima to Miami | Ohio Power Company | American Electric Power Company, Inc. | 345 | 33.69 | NA
8925 | Tidd to Colier | Ohio Power Company | American Electric Power Company, Inc. | 345 | 0.31 | NA
8926 | South Canton to Canton Central | Ohio Power Company | American Electric Power Company, Inc. | 345 | 8.17 | NA
8927 | Beatty to Hayden | Ohio Power Company | American Electric Power Company, Inc. | 345 | 17 | NA
8928 | Conesville to Corridor | Ohio Power Company | American Electric Power Company, Inc. | 345 | 54 | NA
8930 | Hayden to Hyatt | Ohio Power Company | American Electric Power Company, Inc. | 345 | 12 | NA
8931 | Point Z to Corridor | Ohio Power Company | American Electric Power Company, Inc. | 345 | 13 | NA
9011 | Keeney to Red Lion | Delmarva Power & Light Company | Multi-Owned | 500 | 8.1 | NA
9012 | Keeney to Rockspring | Delmarva Power & Light Company | Multi-Owned | 500 | 3.97 | NA
9013 | Cartanza to Milford | Delmarva Power & Light Company | Multi-Owned | 230 | 26.66 | NA
9014 | Cartanza to Redlion | Delmarva Power & Light Company | Multi-Owned | 230 | 37.85 | NA
9015 | Ceder creek to Milford | Delmarva Power & Light Company | Multi-Owned | 230 | 42.97 | NA
9016 | Cedar Creek to Red Lion | Delmarva Power & Light Company | Multi-Owned | 230 | 15 | 2016
9017 | Claymont to Edge Moor | Delmarva Power & Light Company | Multi-Owned | 230 | 7.17 | NA
9018 | Colora to Cecil | Delmarva Power & Light Company | Multi-Owned | 230 | 16.15 | NA
9019 | Coolspring to Indian River | Delmarva Power & Light Company | Multi-Owned | 230 | 11.39 | NA
9020 | Coolspring to Milford | Delmarva Power & Light Company | Multi-Owned | 230 | 15.07 | NA
9021 | Edge Moor to Harmony | Delmarva Power & Light Company | Multi-Owned | 230 | 11.98 | NA
9022 | Harmony to Keeney | Delmarva Power & Light Company | Multi-Owned | 230 | 9.77 | NA
9023 | Harmony to Keeney | Delmarva Power & Light Company | Multi-Owned | 230 | 6.42 | NA
9024 | Indian River to Piney Grove | Delmarva Power & Light Company | Multi-Owned | 230 | 25.94 | NA
9025 | Keeney to Red Lion | Delmarva Power & Light Company | Multi-Owned | 230 | 8.34 | NA
9026 | Keeney to Steele | Delmarva Power & Light Company | Multi-Owned | 230 | 57.42 | NA
9027 | Keeney to Steele | Delmarva Power & Light Company | Multi-Owned | 230 | 57.31 | NA
9028 | Milford to Steele | Delmarva Power & Light Company | Multi-Owned | 230 | 23.68 | NA
9029 | Steele to Vienna | Delmarva Power & Light Company | Multi-Owned | 230 | 28.47 | NA
9030 | Claymont to Linwood | Delmarva Power & Light Company | Multi-Owned | 230 | 1.11 | NA
9032 | Edgemoor to Linwood | Delmarva Power & Light Company | Multi-Owned | 230 | 8.1 | NA
9033 | Edgemoor to Red lion | Delmarva Power & Light Company | Multi-Owned | 230 | 13.59 | NA
9107 | Miami Fort to Tanner's Creek | Duke Energy Ohio, Inc. | Duke Energy Corporation | 345 | 3.68 | NA
9108 | State Line to East Bend | Duke Energy Ohio, Inc. | Duke Energy Corporation | 345 | 15.75 | NA
9109 | Port Union to Terminal | Duke Energy Ohio, Inc. | Duke Energy Corporation | 345 | 10.11 | NA
9110 | Miami Fort to Terminal | Duke Energy Ohio, Inc. | Duke Energy Corporation | 345 | 21.32 | NA
9111 | Foster to Todhunter | Duke Energy Ohio, Inc. | Duke Energy Corporation | 345 | 15.75 | NA
9112 | Terminal to East Bend | Duke Energy Ohio, Inc. | Duke Energy Corporation | 345 | 0.89 | NA
9113 | Woodsdale to Todhunter | Duke Energy Ohio, Inc. | Duke Energy Corporation | 345 | 4.68 | NA
9114 | Miami to Woodsdale | Duke Energy Ohio, Inc. | Duke Energy Corporation | 345 | 38.07 | NA
9135 | Petersburg to Loop | Wabash Valley Power Association, Inc. | Wabash Valley Power Association, Inc. | 345 | 3.19 | NA
9136 | Cayuga Station to Whitestown Substation | Wabash Valley Power Association, Inc. | Wabash Valley Power Association, Inc. | 345 | 60.1 | NA
9137 | Meridian Substation to East Whitley Station | Wabash Valley Power Association, Inc. | Wabash Valley Power Association, Inc. | 345 | 7.7 | NA
9138 | Greentown to Kokomo Webster Street | Wabash Valley Power Association, Inc. | Wabash Valley Power Association, Inc. | 230 | 13.68 | NA
9139 | Cayuga Station to New London Switching | Wabash Valley Power Association, Inc. | Wabash Valley Power Association, Inc. | 230 | 62.2 | NA
9141 | Brunot Island To Collier | Multi-Owned | Multi-Owned | 345 | 7.13 | NA
9142 | Arsenal To Brunot Island | Multi-Owned | Multi-Owned | 345 | 6.31 | NA
9143 | Arsenal To Brunot Island | Multi-Owned | Multi-Owned | 345 | 6.32 | NA
9144 | Beaver Valley To Clinton | Multi-Owned | Multi-Owned | 345 | 14.72 | NA
9145 | Mansfield To Crescent | Multi-Owned | Multi-Owned | 345 | 11.63 | NA
9146 | Beaver Valley To Crescent | Multi-Owned | Multi-Owned | 345 | 15.78 | NA
9147 | Clinton To Collier | Multi-Owned | Multi-Owned | 345 | 13.95 | NA
9148 | Brunot Island To Crescent | Multi-Owned | Multi-Owned | 345 | 25.54 | NA
9149 | Arsenal To Carson | Multi-Owned | Multi-Owned | 345 | 6.27 | NA
9150 | Ashtabula to Erie West (Penelec) | Ohio Edison Company | FirstEnergy Corp. | 345 | 14.92 | NA
9151 | Avon to Beaver #1 | Multi-Owned | FirstEnergy Corp. | 345 | 16.32 | NA
9152 | Avon to Beaver #2 | Multi-Owned | FirstEnergy Corp. | 345 | 16.23 | NA
9154 | Bay Shore to Fostoria Central | Toledo Edison Company | FirstEnergy Corp. | 345 | 20.03 | NA
9155 | Bay Shore to Monroe | Toledo Edison Company | FirstEnergy Corp. | 345 | 8.43 | NA
9156 | Beaver to Carlisle | Ohio Edison Company | FirstEnergy Corp. | 345 | 18.22 | NA
9157 | Beaver to Davis Besse | Toledo Edison Company | FirstEnergy Corp. | 345 | 59.83 | NA
9158 | Beaver Valley to Hanna | Ohio Edison Company | FirstEnergy Corp. | 345 | 59.11 | NA
9160 | Carlisle to Star | Ohio Edison Company | FirstEnergy Corp. | 345 | 37.21 | NA
9162 | Davis Besse to Bay Shore | Toledo Edison Company | FirstEnergy Corp. | 345 | 20.67 | NA
9163 | Davis Besse to Lemoyne | Toledo Edison Company | FirstEnergy Corp. | 345 | 21.5 | NA
9164 | Eastlake to Juniper | Ohio Edison Company | FirstEnergy Corp. | 345 | 40.78 | NA
9166 | Hanna to Highland | American Transmission Systems, Incorporated | FirstEnergy Corp. | 345 | 24.46 | NA
9167 | Harding to Fox | Ohio Edison Company | FirstEnergy Corp. | 345 | 5.2 | NA
9170 | Hyatt to Tangy | Ohio Edison Company | FirstEnergy Corp. | 345 | 3.09 | NA
9171 | Inland to Harding | Ohio Edison Company | FirstEnergy Corp. | 345 | 4.26 | NA
9173 | Juniper to Harding | Ohio Edison Company | FirstEnergy Corp. | 345 | 7.87 | NA
9175 | Lemoyne to Majestic | Ohio Edison Company | FirstEnergy Corp. | 345 | 19.31 | NA
9176 | Lemoyne to Midway | Toledo Edison Company | FirstEnergy Corp. | 345 | 24.5 | NA
9177 | Lemoyne to Fostoria Central | Toledo Edison Company | FirstEnergy Corp. | 345 | 4.15 | NA
9178 | Mansfield to Beaver Valley #1 | American Transmission Systems, Incorporated | FirstEnergy Corp. | 345 | 2 | NA
9179 | Mansfield to Beaver Valley #2 | American Transmission Systems, Incorporated | FirstEnergy Corp. | 345 | 1.5 | NA
9181 | Marysville to Tangy | Ohio Edison Company | FirstEnergy Corp. | 345 | 3.09 | NA
9182 | Midway to Allen Junction | Toledo Edison Company | FirstEnergy Corp. | 345 | 23.56 | NA
9187 | South Canton to Star | Ohio Edison Company | FirstEnergy Corp. | 345 | 33.42 | NA
9189 | W.H. Sammis to South Canton | Ohio Edison Company | FirstEnergy Corp. | 345 | 46.69 | NA
9190 | W.H. Sammis to Star | Ohio Edison Company | FirstEnergy Corp. | 345 | 68.73 | NA
9191 | W.H. Sammis to Wylie Ridge | Ohio Edison Company | FirstEnergy Corp. | 345 | 4.39 | NA
9192 | Hoytdale to Shenango | American Transmission Systems, Incorporated | FirstEnergy Corp. | 345 | 30.93 | NA
9263 | Swissvale To Lang | Multi-Owned | Multi-Owned | 345 | 38.07 | NA
9264 | Lang To Wichita KPL-KGE Tie | Multi-Owned | Multi-Owned | 345 | 34.17 | NA
9265 | Swissvale To Stillwell KPL-KCPL Tie | Multi-Owned | Multi-Owned | 345 | 18.53 | NA
9266 | Jeffrey EC To Hoyt | Multi-Owned | Multi-Owned | 345 | 24.29 | NA
9267 | Morris Co To Emporia EC | Multi-Owned | Multi-Owned | 345 | 28.77 | NA
9268 | Jeffrey EC To Morris | Multi-Owned | Multi-Owned | 345 | 56.83 | NA
9269 | Hoyt To Stranger | Multi-Owned | Multi-Owned | 345 | 36.6 | NA
9270 | Jeffrey To Summit | Multi-Owned | Multi-Owned | 345 | 97.1 | NA
9271 | Stranger Creek To Iatan KPL-KCPL Tie | Multi-Owned | Multi-Owned | 345 | 1.86 | NA
9272 | Emporia EC To Lang | Multi-Owned | Multi-Owned | 345 | 0.14 | NA
9273 | Tecumseh Hill To Swissvale | Multi-Owned | Multi-Owned | 230 | 15 | NA
9274 | Swissvale To Morris Co | Multi-Owned | Multi-Owned | 230 | 49.75 | NA
9278 | Swissvale To Lawrence Hill | Multi-Owned | Multi-Owned | 230 | 23.81 | NA
9279 | Swissvale To Auburn Rd | Multi-Owned | Multi-Owned | 230 | 17.4 | NA
9280 | Lawrence Hill To Midland Jct | Multi-Owned | Multi-Owned | 230 | 2.74 | NA
9282 | Jeffrey EC To Auburn Rd | Multi-Owned | Multi-Owned | 230 | 29.75 | NA
9283 | Jeffrey EC To East Manhattan | Multi-Owned | Multi-Owned | 345 | 27 | 2017
9335 | Conastone East to MD/PA Line (Peach Bottom) | Baltimore Gas and Electric Company | Exelon Corporation | 500 | 10.07 | NA
9337 | Vic. Twr 108 (Brighton Tap) to Twr 159 (Vic Doubs) | Baltimore Gas and Electric Company | Exelon Corporation | 500 | 10.56 | NA
9338 | Calvert Cliffs(East) to Waugh Chapel | Baltimore Gas and Electric Company | Exelon Corporation | 500 | 49.81 | NA
9339 | Calvert Cliffs (West) to Waugh Chapel | Baltimore Gas and Electric Company | Exelon Corporation | 500 | 47.82 | NA
9340 | Calvert Cliffs to Tower 2241k (vic.Chaulk Pt) | Baltimore Gas and Electric Company | Exelon Corporation | 500 | 8.77 | NA
9341 | Waugh Chapel to TWR 59 @ vic. High Ridge | Baltimore Gas and Electric Company | Exelon Corporation | 500 | 17 | NA
9342 | Jericho Park (G) to Buena Vista | Baltimore Gas and Electric Company | Exelon Corporation | 230 | 5.29 | NA
9343 | Conastone to MD/PA Line (Otter Creek) | Baltimore Gas and Electric Company | Exelon Corporation | 230 | 4.66 | NA
9344 | Columbia to Snowden River Tap | Baltimore Gas and Electric Company | Exelon Corporation | 230 | 0.56 | NA
9345 | Columbia to wilde lake | Baltimore Gas and Electric Company | Exelon Corporation | 230 | 3.19 | NA
9346 | Snowden River Tap to Snowden River | Baltimore Gas and Electric Company | Exelon Corporation | 230 | 1.26 | NA
9347 | Northwest to Conastone | Baltimore Gas and Electric Company | Exelon Corporation | 230 | 23.86 | NA
9348 | Conastone to Graceton | Baltimore Gas and Electric Company | Exelon Corporation | 230 | 9 | NA
9349 | Northwest #2 to Granite | Baltimore Gas and Electric Company | Exelon Corporation | 230 | 8.42 | NA
9350 | Granite to Howard | Baltimore Gas and Electric Company | Exelon Corporation | 230 | 8.55 | NA
9351 | Howard to High Ridge | Baltimore Gas and Electric Company | Exelon Corporation | 230 | 7.93 | NA
9352 | Howard to Pumphrey | Baltimore Gas and Electric Company | Exelon Corporation | 230 | 8.7 | NA
9353 | High Ridge to Burtonsville (G) | Baltimore Gas and Electric Company | Exelon Corporation | 230 | 3.87 | NA
9355 | Graceton to Raphael Road | Baltimore Gas and Electric Company | Exelon Corporation | 230 | 19.73 | NA
9356 | Northeast to Riverside | Baltimore Gas and Electric Company | Exelon Corporation | 230 | 10.84 | NA
9359 | Waugh Chapel to Jericho Park (G) | Baltimore Gas and Electric Company | Exelon Corporation | 230 | 6.23 | NA
9360 | Waugh Chapel to Brandon Shores | Baltimore Gas and Electric Company | Exelon Corporation | 230 | 14.41 | NA
9362 | Northeast to Raphael Road | Baltimore Gas and Electric Company | Exelon Corporation | 230 | 3.95 | NA
9363 | Otter Point to Raphael Road | Baltimore Gas and Electric Company | Exelon Corporation | 230 | 7.34 | NA
9364 | Otter Point to Perryman | Baltimore Gas and Electric Company | Exelon Corporation | 230 | 4.01 | NA
9367 | Conemaugh to Juniata | Multi-Owned | Multi-Owned | 500 | 122.08 | NA
9368 | Keystone to Conemaugh | Pennsylvania Electric Company | FirstEnergy Corp. | 500 | 25.87 | NA
9370 | Erie South to Erie West | Pennsylvania Electric Company | FirstEnergy Corp. | 345 | 21.12 | NA
9372 | Homer City to Wayne | Pennsylvania Electric Company | FirstEnergy Corp. | 345 | 84.8 | NA
9373 | Altoona to Raystown | Pennsylvania Electric Company | FirstEnergy Corp. | 230 | 16.97 | NA
9374 | East Towanda to N. Meshoppen | Pennsylvania Electric Company | FirstEnergy Corp. | 230 | 48.58 | NA
9377 | Erie South to Erie East | Pennsylvania Electric Company | FirstEnergy Corp. | 230 | 13.66 | NA
9378 | Forest to Elko | Pennsylvania Electric Company | FirstEnergy Corp. | 230 | 11.77 | NA
9379 | Glade to Erie South | Pennsylvania Electric Company | FirstEnergy Corp. | 230 | 61.78 | NA
9381 | Glade Tap to Lewis Run | Pennsylvania Electric Company | FirstEnergy Corp. | 230 | 21.48 | NA
9382 | Homer City to Seward | Pennsylvania Electric Company | FirstEnergy Corp. | 230 | 14.76 | NA
9383 | Homer City to Johnstown | Pennsylvania Electric Company | FirstEnergy Corp. | 230 | 19.28 | NA
9384 | Homer City to Hooversville | Pennsylvania Electric Company | FirstEnergy Corp. | 230 | 34.48 | NA
9385 | Johnstown to Altoona | Pennsylvania Electric Company | FirstEnergy Corp. | 230 | 36.23 | NA
9386 | Johnstown to Bethlehem Steel | Pennsylvania Electric Company | FirstEnergy Corp. | 230 | 6.9 | NA
9387 | Keystone to Homer City | Pennsylvania Electric Company | FirstEnergy Corp. | 230 | 13.04 | NA
9389 | Lewistown to Yeagertown No. 1 | Pennsylvania Electric Company | FirstEnergy Corp. | 230 | 5.21 | NA
9390 | Lewistown to Yeagertown No. 2 | Pennsylvania Electric Company | FirstEnergy Corp. | 230 | 5.3 | NA
9391 | Shawville to East Towanda | Pennsylvania Electric Company | FirstEnergy Corp. | 230 | 106.11 | NA
9392 | Raystown to Lewistown | Pennsylvania Electric Company | FirstEnergy Corp. | 230 | 27.34 | NA
9393 | Seward to Johnstown | Pennsylvania Electric Company | FirstEnergy Corp. | 230 | 6.67 | NA
9395 | Shawville to Moshannon | Pennsylvania Electric Company | FirstEnergy Corp. | 230 | 11.97 | NA
9397 | Shingletown to Lewistown | Pennsylvania Electric Company | FirstEnergy Corp. | 230 | 26.14 | NA
9474 | Penhook-Westlake (Phase-II) | Appalachian Power Company | American Electric Power Company, Inc. | 138 | 15 | NA
9481 | Cayuga to Eugene | Duke Energy Indiana, LLC | Duke Energy Corporation | 345 | 3.17 | NA
9482 | Westwood to Dequine | Duke Energy Indiana, LLC | Duke Energy Corporation | 345 | 2.63 | NA
9483 | Gibson to Bedford | Duke Energy Indiana, LLC | Duke Energy Corporation | 345 | 80.21 | NA
9484 | Gibson to Petersburg | Duke Energy Indiana, LLC | Duke Energy Corporation | 345 | 30.36 | NA
9485 | Gibson to Wheatland | Duke Energy Indiana, LLC | Duke Energy Corporation | 345 | 36.12 | NA
9487 | Batesville to Ghent | Multi-Owned | Multi-Owned | 345 | 38.65 | NA
9488 | Gibson to Merom | Duke Energy Indiana, LLC | Duke Energy Corporation | 345 | 59.57 | NA
9489 | Gibson to Francisco | Duke Energy Indiana, LLC | Duke Energy Corporation | 345 | 21.78 | NA
9490 | Bedford to Columbus | Duke Energy Indiana, LLC | Duke Energy Corporation | 345 | 57.61 | NA
9491 | Walton to Leesburg | Duke Energy Indiana, LLC | Duke Energy Corporation | 345 | 32.8 | NA
9492 | Merom to Dresser | Duke Energy Indiana, LLC | Duke Energy Corporation | 345 | 21.66 | NA
9493 | Bedford lost to Petersburg | Duke Energy Indiana, LLC | Duke Energy Corporation | 345 | 66.69 | NA
9494 | Qualitech to Whitestown | Duke Energy Indiana, LLC | Duke Energy Corporation | 345 | 13.04 | NA
9495 | Trimble Jct to Ghent | Duke Energy Indiana, LLC | Duke Energy Corporation | 345 | 41.39 | NA
9496 | Edwardsport to Amo | Duke Energy Indiana, LLC | Duke Energy Corporation | 345 | 72.97 | NA
9497 | Westwood to Olive | Duke Energy Indiana, LLC | Duke Energy Corporation | 345 | 2.63 | NA
9498 | Speed to Trimble | Duke Energy Indiana, LLC | Duke Energy Corporation | 345 | 21.71 | NA
9499 | Amo to Qualitech | Duke Energy Indiana, LLC | Duke Energy Corporation | 345 | 15.36 | NA
9500 | Cayuga 345 to Cayuga 212 | Duke Energy Indiana, LLC | Duke Energy Corporation | 345 | 1.18 | NA
9501 | Francisco to Duff | Duke Energy Indiana, LLC | Duke Energy Corporation | 345 | 23.32 | NA
9502 | Duff to Ramsey | Duke Energy Indiana, LLC | Duke Energy Corporation | 345 | 47.38 | NA
9503 | Wheatland to Edwardsport | Duke Energy Indiana, LLC | Duke Energy Corporation | 345 | 11.32 | NA
9504 | Wabash River to Whitesville South | Duke Energy Indiana, LLC | Duke Energy Corporation | 230 | 46.12 | NA
9505 | Wabash River to Staunton | Duke Energy Indiana, LLC | Duke Energy Corporation | 230 | 19.14 | NA
9506 | Clinton 230 to Cayuga | Duke Energy Indiana, LLC | Duke Energy Corporation | 230 | 26.35 | NA
9507 | Gallagher to Columbus | Duke Energy Indiana, LLC | Duke Energy Corporation | 230 | 68.72 | NA
9508 | Gallagher to Pumpkin Center | Duke Energy Indiana, LLC | Duke Energy Corporation | 230 | 35.12 | NA
9509 | Columbus to Franklin | Duke Energy Indiana, LLC | Duke Energy Corporation | 230 | 32.16 | NA
9510 | Geist to Noblesville | Duke Energy Indiana, LLC | Duke Energy Corporation | 230 | 11.04 | NA
9511 | Noblesville to Kokomo Highland Park | Duke Energy Indiana, LLC | Duke Energy Corporation | 230 | 18.15 | NA
9512 | Kokomo HP to New London | Duke Energy Indiana, LLC | Duke Energy Corporation | 230 | 7.27 | NA
9513 | Cayuga to Veedersburg West | Duke Energy Indiana, LLC | Duke Energy Corporation | 230 | 18.4 | NA
9514 | Lafayette to New London | Duke Energy Indiana, LLC | Duke Energy Corporation | 230 | 30.51 | NA
9515 | New London to Kokomo Webster street | Duke Energy Indiana, LLC | Duke Energy Corporation | 230 | 12.48 | NA
9516 | Staunton to Spencer-Bloomington | Duke Energy Indiana, LLC | Duke Energy Corporation | 230 | 36.44 | NA
9517 | Bloomington to Denois Creek | Duke Energy Indiana, LLC | Duke Energy Corporation | 230 | 32.67 | NA
9518 | Columbus to Greenwood Clark | Duke Energy Indiana, LLC | Duke Energy Corporation | 230 | 31.37 | NA
9519 | Kokomo Webster Street to Walton | Duke Energy Indiana, LLC | Duke Energy Corporation | 230 | 19.09 | NA
9520 | Greentown to Peru SE -Walton | Duke Energy Indiana, LLC | Duke Energy Corporation | 230 | 3.89 | NA
9521 | Wabash River to Clinton | Duke Energy Indiana, LLC | Duke Energy Corporation | 230 | 13.93 | NA
9522 | Greenwood Clark to Five Points | Duke Energy Indiana, LLC | Duke Energy Corporation | 230 | 6.8 | NA
9523 | Lafayette to Veedersburg | Duke Energy Indiana, LLC | Duke Energy Corporation | 230 | 40.41 | NA
9524 | Kokomo Highland Park to Whitesville South | Duke Energy Indiana, LLC | Duke Energy Corporation | 230 | 48.92 | NA
9525 | Franklin to Five Points | Duke Energy Indiana, LLC | Duke Energy Corporation | 230 | 19.1 | NA
9526 | Five Points to Geist | Duke Energy Indiana, LLC | Duke Energy Corporation | 230 | 26.95 | NA
9527 | Denois Creek to Columbus | Duke Energy Indiana, LLC | Duke Energy Corporation | 230 | 4.93 | NA
9528 | Tipton to Kokomo Highland Park | Duke Energy Indiana, LLC | Duke Energy Corporation | 230 | 14.27 | NA
9718 | Cumberland to Richmond | Duke Energy Progress, LLC | Duke Energy Corporation | 500 | 56.62 | NA
9719 | Cumberland to Wake | Duke Energy Progress, LLC | Duke Energy Corporation | 500 | 67.26 | NA
9720 | Durham to Wake | Duke Energy Progress, LLC | Duke Energy Corporation | 500 | 27.9 | NA
9721 | Mayo to Durham | Duke Energy Progress, LLC | Duke Energy Corporation | 500 | 45.1 | NA
9722 | Mayo to Person | Duke Energy Progress, LLC | Duke Energy Corporation | 500 | 9.94 | NA
9723 | Richmond to Newport (Duke) | Duke Energy Progress, LLC | Duke Energy Corporation | 500 | 32.69 | NA
9724 | Wake to Carson (VEPCO) | Duke Energy Progress, LLC | Duke Energy Corporation | 500 | 52.6 | NA
9725 | Apex US 1 to Cary Regency Park | Duke Energy Progress, LLC | Duke Energy Corporation | 230 | 7 | NA
9726 | Asheboro to Biscoe | Duke Energy Progress, LLC | Duke Energy Corporation | 230 | 25.83 | NA
9728 | Asheboro to Siler City | Duke Energy Progress, LLC | Duke Energy Corporation | 230 | 25.73 | NA
9730 | Asheville Plant to Pisgah Forest (DPC) | Duke Energy Progress, LLC | Duke Energy Corporation | 230 | 7.22 | NA
9731 | Aurora to Aurora PCS (Black) | Duke Energy Progress, LLC | Duke Energy Corporation | 230 | 7.95 | NA
9732 | Aurora to Aurora PCS (White) | Duke Energy Progress, LLC | Duke Energy Corporation | 230 | 7.92 | NA
9733 | Aurora to Greenville | Duke Energy Progress, LLC | Duke Energy Corporation | 230 | 38.64 | NA
9734 | Aurora to New Bern | Duke Energy Progress, LLC | Duke Energy Corporation | 230 | 27.74 | NA
9735 | Biscoe to Rockingham | Duke Energy Progress, LLC | Duke Energy Corporation | 230 | 37.01 | NA
9738 | Brunswick Plant to Jacksonville | Duke Energy Progress, LLC | Duke Energy Corporation | 230 | 75.21 | NA
9742 | Brunswick Plant to Wallace | Duke Energy Progress, LLC | Duke Energy Corporation | 230 | 54.82 | NA
9745 | Cane River to Nagel East & West(APCO) | Duke Energy Progress, LLC | Duke Energy Corporation | 230 | 15.01 | NA
9746 | Cane River to Craggy | Duke Energy Progress, LLC | Duke Energy Corporation | 230 | 26.39 | NA
9747 | Cape Fear Plant to Harris Plant (North) | Duke Energy Progress, LLC | Duke Energy Corporation | 230 | 7.37 | NA
9748 | Cape Fear Plant to Harris Plant (South) | Duke Energy Progress, LLC | Duke Energy Corporation | 230 | 6.52 | NA
9749 | Cape Fear Plant to Jonesboro | Duke Energy Progress, LLC | Duke Energy Corporation | 230 | 10.1 | NA
9750 | Cape Fear Plant to West End | Duke Energy Progress, LLC | Duke Energy Corporation | 230 | 37.54 | NA
9752 | Cary Regency Park to RTP | Duke Energy Progress, LLC | Duke Energy Corporation | 230 | 11.03 | NA
9753 | Castle Hayne to Jacksonville | Duke Energy Progress, LLC | Duke Energy Corporation | 230 | 44.9 | NA
9755 | Clinton to Erwin | Duke Energy Progress, LLC | Duke Energy Corporation | 230 | 34.32 | NA
9756 | Clinton to Mt Olive | Duke Energy Progress, LLC | Duke Energy Corporation | 230 | 14.49 | NA
9757 | Clinton to Wallace | Duke Energy Progress, LLC | Duke Energy Corporation | 230 | 36.68 | NA
9758 | Cumberland to Delco | Duke Energy Progress, LLC | Duke Energy Corporation | 230 | 54.4 | NA
9759 | Cumberland to Fayetteville (North) | Duke Energy Progress, LLC | Duke Energy Corporation | 230 | 13.74 | NA
9760 | Cumberland to Fayetteville (South) | Duke Energy Progress, LLC | Duke Energy Corporation | 230 | 13.73 | NA
9761 | Cumberland to Whiteville | Duke Energy Progress, LLC | Duke Energy Corporation | 230 | 40.93 | NA
9762 | Durham to East Durham (DPC) | Duke Energy Progress, LLC | Duke Energy Corporation | 230 | 9.66 | NA
9763 | Durham to Falls | Duke Energy Progress, LLC | Duke Energy Corporation | 230 | 13.82 | NA
9764 | Durham to RTP | Duke Energy Progress, LLC | Duke Energy Corporation | 230 | 10.1 | NA
9765 | Erwin to Fayetteville East | Duke Energy Progress, LLC | Duke Energy Corporation | 230 | 23.09 | NA
9766 | Erwin to Milburnie | Duke Energy Progress, LLC | Duke Energy Corporation | 230 | 37.12 | NA
9767 | Erwin to Selma | Duke Energy Progress, LLC | Duke Energy Corporation | 230 | 25.2 | NA
9768 | Falls to Milburnie | Duke Energy Progress, LLC | Duke Energy Corporation | 230 | 11.24 | NA
9769 | Fayetteville to Fayetteville East | Duke Energy Progress, LLC | Duke Energy Corporation | 230 | 10.79 | NA
9770 | Fayetteville to Fort Bragg Woodruff St. | Duke Energy Progress, LLC | Duke Energy Corporation | 230 | 20.88 | NA
9771 | Fayetteville to Raeford | Duke Energy Progress, LLC | Duke Energy Corporation | 230 | 16.92 | NA
9772 | Fayetteville to Rockingham | Duke Energy Progress, LLC | Duke Energy Corporation | 230 | 53.4 | NA
9773 | Fayetteville East to Fort Bragg Woodruff St. | Duke Energy Progress, LLC | Duke Energy Corporation | 230 | 10.41 | NA
9775 | Greenville to Everetts (VP) | Duke Energy Progress, LLC | Duke Energy Corporation | 230 | 0.61 | NA
9776 | Greenville to Wilson | Duke Energy Progress, LLC | Duke Energy Corporation | 230 | 15.21 | NA
9777 | Harris Plant to Siler City | Duke Energy Progress, LLC | Duke Energy Corporation | 230 | 31.48 | NA
9778 | Harris Plant to Apex US #1 | Duke Energy Progress, LLC | Duke Energy Corporation | 230 | 3.96 | NA
9779 | Harris Plant to Erwin | Duke Energy Progress, LLC | Duke Energy Corporation | 230 | 29.77 | NA
9780 | Harris Plant to Fort Bragg Woodruff St. | Duke Energy Progress, LLC | Duke Energy Corporation | 230 | 35.65 | NA
9781 | Harris Plant to Wake | Duke Energy Progress, LLC | Duke Energy Corporation | 230 | 37.78 | NA
9782 | Havelock to Jacksonville | Duke Energy Progress, LLC | Duke Energy Corporation | 230 | 38.25 | NA
9783 | Havelock to Morehead Wildwood | Duke Energy Progress, LLC | Duke Energy Corporation | 230 | 15.32 | NA
9784 | Havelock to New Bern | Duke Energy Progress, LLC | Duke Energy Corporation | 230 | 23.47 | NA
9785 | Havelock to New Bern | Duke Energy Progress, LLC | Duke Energy Corporation | 230 | 23.34 | NA
9786 | Havelock Sub to Havelock Cap Bank | Duke Energy Progress, LLC | Duke Energy Corporation | 230 | 0.07 | NA
9787 | Henderson to Person | Duke Energy Progress, LLC | Duke Energy Corporation | 230 | 39.93 | NA
9788 | Jacksonville to New Bern | Duke Energy Progress, LLC | Duke Energy Corporation | 230 | 30.41 | NA
9789 | Jacksonville to Wallace | Duke Energy Progress, LLC | Duke Energy Corporation | 230 | 30.82 | NA
9790 | Kinston DuPont to Wommack | Duke Energy Progress, LLC | Duke Energy Corporation | 230 | 19.2 | 2014
9791 | Laurinburg to Richmond | Duke Energy Progress, LLC | Duke Energy Corporation | 230 | 20.44 | NA
9792 | Lee Sub to Milburnie | Duke Energy Progress, LLC | Duke Energy Corporation | 230 | 40.17 | NA
9793 | Lee Sub to Mt. Olive | Duke Energy Progress, LLC | Duke Energy Corporation | 230 | 13.83 | NA
9794 | Lee Sub to Selma | Duke Energy Progress, LLC | Duke Energy Corporation | 230 | 16.78 | NA
9795 | Lee Sub to Wommack (North) | Duke Energy Progress, LLC | Duke Energy Corporation | 230 | 30.47 | NA
9796 | Lee Sub to Wommack (South) | Duke Energy Progress, LLC | Duke Energy Corporation | 230 | 29.45 | NA
9797 | Lilesville to DPC Oakboro (Black) | Duke Energy Progress, LLC | Duke Energy Corporation | 230 | 24.7 | NA
9798 | Lilesville to DPC Oakboro (White) | Duke Energy Progress, LLC | Duke Energy Corporation | 230 | 24.7 | NA
9799 | Lilesville to Rockingham (Black) | Duke Energy Progress, LLC | Duke Energy Corporation | 230 | 10.36 | NA
9800 | Lilesville to Rockingham (White) | Duke Energy Progress, LLC | Duke Energy Corporation | 230 | 10.35 | NA
9804 | Milburnie to Person | Duke Energy Progress, LLC | Duke Energy Corporation | 230 | 60.41 | NA
9805 | Milburnie to Wake | Duke Energy Progress, LLC | Duke Energy Corporation | 230 | 7 | NA
9806 | New Bern to Wommack (North) | Duke Energy Progress, LLC | Duke Energy Corporation | 230 | 32.03 | NA
9807 | New Bern to Wommack (South) | Duke Energy Progress, LLC | Duke Energy Corporation | 230 | 33.87 | NA
9808 | Person to Rocky Mount | Duke Energy Progress, LLC | Duke Energy Corporation | 230 | 80.78 | NA
9809 | Person to Halifax (VP) | Duke Energy Progress, LLC | Duke Energy Corporation | 230 | 4.85 | NA
9810 | Richmond to Rockingham | Duke Energy Progress, LLC | Duke Energy Corporation | 230 | 13.78 | NA
9811 | Richmond County Plant to Richmond Substation (Black) | Duke Energy Progress, LLC | Duke Energy Corporation | 230 | 1.09 | NA
9812 | Richmond County Plant to Richmond Substation (White) | Duke Energy Progress, LLC | Duke Energy Corporation | 230 | 0.88 | NA
9813 | Richmond County Plant to Richmond 500kV Sub | Duke Energy Progress, LLC | Duke Energy Corporation | 230 | 1.56 | NA
9814 | Rockingham to Oakboro (DPC) B&W | Duke Energy Progress, LLC | Duke Energy Corporation | 230 | 34.83 | NA
9816 | Rocky Mount to Edgecombe (VP) | Duke Energy Progress, LLC | Duke Energy Corporation | 230 | 4.55 | NA
9817 | Rocky Mount to Hornertown (VP) | Duke Energy Progress, LLC | Duke Energy Corporation | 230 | 4.55 | NA
9818 | Rocky Mount to Wilson | Duke Energy Progress, LLC | Duke Energy Corporation | 230 | 12.79 | NA
9819 | Roxboro Plant to East Danville (AEP) (North) | Duke Energy Progress, LLC | Duke Energy Corporation | 230 | 10.79 | NA
9820 | Roxboro Plant to East Danville (AEP) (South) | Duke Energy Progress, LLC | Duke Energy Corporation | 230 | 10.82 | NA
9821 | Roxboro Plant to Falls | Duke Energy Progress, LLC | Duke Energy Corporation | 230 | 49.82 | NA
9822 | Roxboro Plant to East Durham (East) (DPC) | Duke Energy Progress, LLC | Duke Energy Corporation | 230 | 34.4 | NA
9823 | Roxboro Plant to East Durham (West) (DPC) | Duke Energy Progress, LLC | Duke Energy Corporation | 230 | 34.46 | NA
9824 | Roxboro Plant to Eno (DPC) B&W | Multi-Owned | Duke Energy Corporation | 230 | 33.78 | NA
9825 | Roxboro Plant to Person (Middle) | Duke Energy Progress, LLC | Duke Energy Corporation | 230 | 2.07 | NA
9826 | Roxboro Plant to Person (CEFFO) | Duke Energy Progress, LLC | Duke Energy Corporation | 230 | 2.26 | NA
9827 | Roxboro Plant to Person (HYCO) | Duke Energy Progress, LLC | Duke Energy Corporation | 230 | 1.26 | NA
9828 | RTP to Amberly | Duke Energy Progress, LLC | Duke Energy Corporation | 230 | 4.11 | NA
9829 | Selma to Wake | Duke Energy Progress, LLC | Duke Energy Corporation | 230 | 21 | NA
9832 | Sutton Plant to Wallace | Duke Energy Progress, LLC | Duke Energy Corporation | 230 | 32.34 | NA
9833 | Wake to Zebulon | Duke Energy Progress, LLC | Duke Energy Corporation | 230 | 11.23 | NA
9834 | Weatherspoon Plant to Fayetteville | Duke Energy Progress, LLC | Duke Energy Corporation | 230 | 32.55 | NA
9836 | Weatherspoon Plant to Laurinburg | Duke Energy Progress, LLC | Duke Energy Corporation | 230 | 32.45 | NA
9837 | Wayne County Plant to Lee Substation | Duke Energy Progress, LLC | Duke Energy Corporation | 230 | 0.31 | NA
9840 | Wilson to Zebulon | Duke Energy Progress, LLC | Duke Energy Corporation | 230 | 26.38 | NA
9841 | Tap Point to Bailey | Duke Energy Progress, LLC | Duke Energy Corporation | 230 | 1.38 | NA
9842 | Tap Point to Bayboro | Duke Energy Progress, LLC | Duke Energy Corporation | 230 | 2.13 | NA
9843 | Tap Point to Benson PGI | Duke Energy Progress, LLC | Duke Energy Corporation | 230 | 1.98 | NA
9844 | Tap Point to Bynum | Duke Energy Progress, LLC | Duke Energy Corporation | 230 | 9.32 | NA
9845 | Tap Point to Camp LeJeune #1 | Duke Energy Progress, LLC | Duke Energy Corporation | 230 | 4.65 | NA
9846 | Tap Point to Cary Trenton Road | Duke Energy Progress, LLC | Duke Energy Corporation | 230 | 4.34 | NA
9847 | Tap Point to Craven County Wood Energy | Duke Energy Progress, LLC | Duke Energy Corporation | 230 | 1.87 | NA
9848 | Tap Point to Dudley Georgia Pacific | Duke Energy Progress, LLC | Duke Energy Corporation | 230 | 2.64 | NA
9849 | Tap Point to Fort Bragg Longstreet Road | Duke Energy Progress, LLC | Duke Energy Corporation | 230 | 3.22 | NA
9850 | Tap Point to Knightdale Square D | Duke Energy Progress, LLC | Duke Energy Corporation | 230 | 0.95 | NA
9851 | Tap Point to Mayo Plant | Duke Energy Progress, LLC | Duke Energy Corporation | 230 | 3.06 | NA
9852 | Tap Point to Newton Grove | Duke Energy Progress, LLC | Duke Energy Corporation | 230 | 2.13 | NA
9853 | Tap Point to Oxford South | Duke Energy Progress, LLC | Duke Energy Corporation | 230 | 6.3 | NA
9854 | Tap Point to Rowland | Duke Energy Progress, LLC | Duke Energy Corporation | 230 | 6.86 | NA
9855 | Tap Point to Sanford Deep River | Duke Energy Progress, LLC | Duke Energy Corporation | 230 | 2.72 | NA
9856 | Tap Point to Sanford Garden Street | Duke Energy Progress, LLC | Duke Energy Corporation | 230 | 3.25 | NA
9860 | Tap Point to Wadesboro Bowman School | Duke Energy Progress, LLC | Duke Energy Corporation | 230 | 12.98 | NA
9861 | Tap Point to Warsaw | Duke Energy Progress, LLC | Duke Energy Corporation | 230 | 3.07 | NA
9863 | Tap Point to Yanceyville | Duke Energy Progress, LLC | Duke Energy Corporation | 230 | 10.36 | NA
9873 | Robinson Plant to Rockingham | Duke Energy Progress, LLC | Duke Energy Corporation | 230 | 40.58 | NA
9877 | Tap Point to Cheraw Cash Rd. | Duke Energy Progress, LLC | Duke Energy Corporation | 230 | 1.08 | NA
9878 | Tap Point to Cheraw Reid Park | Duke Energy Progress, LLC | Duke Energy Corporation | 230 | 5.3 | NA
10331 | Safe Harbor To Manor Tower | Multi-Owned | Multi-Owned | 230 | 0.23 | NA
10332 | Safe Harbor To Manor Tower | Safe Harbor Water Power Corporation | Multi-Owned | 230 | 0.31 | NA
10363 | Antioch Tie to Appalachian Power | Duke Energy Carolinas, LLC | Duke Energy Corporation | 525 | 27.67 | NA
10364 | Cliffside Steam Sta #6 to McGuire SW | Duke Energy Carolinas, LLC | Duke Energy Corporation | 525 | 48.98 | NA
10365 | Cliffside Stm to Cliffside SW | Duke Energy Carolinas, LLC | Duke Energy Corporation | 525 | 1.14 | NA
10366 | Jocassee Tie to Bad Creek HYD | Duke Energy Carolinas, LLC | Duke Energy Corporation | 525 | 9.25 | NA
10367 | Jocassee Tie to Cliffside Tie | Duke Energy Carolinas, LLC | Duke Energy Corporation | 525 | 71.01 | NA
10368 | McGuire SW to Antioch Tie | Duke Energy Carolinas, LLC | Duke Energy Corporation | 525 | 54.4 | NA
10369 | MCGuire SW to Woodleaf Switching | Duke Energy Carolinas, LLC | Duke Energy Corporation | 525 | 29.95 | NA
10370 | Newport Tie to Progress Energy Rockingham | Duke Energy Carolinas, LLC | Duke Energy Corporation | 525 | 48.66 | NA
10371 | Newport Tie to McGuire Switching | Duke Energy Carolinas, LLC | Duke Energy Corporation | 525 | 32.24 | NA
10372 | Oconee Nuclear to Newport Tie | Duke Energy Carolinas, LLC | Duke Energy Corporation | 525 | 108.12 | NA
10373 | Oconee Nuclear to South Hall | Duke Energy Carolinas, LLC | Duke Energy Corporation | 525 | 22.5 | NA
10374 | Oconee Nuclear to Jocassee Tie | Duke Energy Carolinas, LLC | Duke Energy Corporation | 525 | 20.9 | NA
10375 | Pleasant Garden Tie to Parkwood Tie | Duke Energy Carolinas, LLC | Duke Energy Corporation | 525 | 49.65 | NA
10376 | Woodleaf Switching to Pleasant Garden Tie | Duke Energy Carolinas, LLC | Duke Energy Corporation | 525 | 53.07 | NA
10377 | Allen Steam to Catawba Nuclear | Duke Energy Carolinas, LLC | Duke Energy Corporation | 230 | 10.86 | NA
10378 | Allen Steam to Riverbend Steam | Duke Energy Carolinas, LLC | Duke Energy Corporation | 230 | 12.49 | NA
10379 | Allen Steam to Winecoff Tie | Duke Energy Carolinas, LLC | Duke Energy Corporation | 230 | 32.22 | NA
10380 | Allen Steam to Woodlawn Tie | Duke Energy Carolinas, LLC | Duke Energy Corporation | 230 | 8.44 | NA
10382 | Antioch Tie to Wilkes Tie | Duke Energy Carolinas, LLC | Duke Energy Corporation | 230 | 4.3 | NA
10383 | Beckerdite Tie to Belews Creek Steam | Duke Energy Carolinas, LLC | Duke Energy Corporation | 230 | 24.6 | NA
10384 | Beckerdite Tie to Pleasant Garden Tie | Duke Energy Carolinas, LLC | Duke Energy Corporation | 230 | 28.48 | NA
10385 | Belews Creek Steam to Ernest Switching Station | Duke Energy Carolinas, LLC | Duke Energy Corporation | 230 | 13.71 | NA
10386 | Belews Creek Steam to North Greensboro Tie | Duke Energy Carolinas, LLC | Duke Energy Corporation | 230 | 21.65 | NA
10387 | Belews Creek Steam to Pleasant Garden Tie | Duke Energy Carolinas, LLC | Duke Energy Corporation | 230 | 38.74 | NA
10388 | Belews Creek Steam to Rural Hall Tie | Duke Energy Carolinas, LLC | Duke Energy Corporation | 230 | 18.32 | NA
10389 | Bobwhite Switching to North Greensboro Tie | Duke Energy Carolinas, LLC | Duke Energy Corporation | 230 | 3.83 | NA
10390 | Buck Tie to Beckerdite Tie | Duke Energy Carolinas, LLC | Duke Energy Corporation | 230 | 23.63 | NA
10391 | Catawba Nuclear to Newport Tie | Duke Energy Carolinas, LLC | Duke Energy Corporation | 230 | 10.36 | NA
10392 | Catawba Nuclear to Pacolet Tie | Duke Energy Carolinas, LLC | Duke Energy Corporation | 230 | 41.26 | NA
10393 | Catawba Nuclear to Peacock Tie | Duke Energy Carolinas, LLC | Duke Energy Corporation | 230 | 14.85 | NA
10394 | Catawba Nuclear to Ripp Switching Station | Duke Energy Carolinas, LLC | Duke Energy Corporation | 230 | 24.44 | NA
10395 | Central Tie to Anderson Tie | Duke Energy Carolinas, LLC | Duke Energy Corporation | 230 | 23.12 | NA
10396 | Cliffside Steam to Pacolet Tie | Duke Energy Carolinas, LLC | Duke Energy Corporation | 230 | 23.01 | NA
10397 | Cliffside Steam to Shelby Tie | Duke Energy Carolinas, LLC | Duke Energy Corporation | 230 | 14.08 | NA
10398 | Cowans Ford Hydro to McGuire Switching | Duke Energy Carolinas, LLC | Duke Energy Corporation | 230 | 1.68 | NA
10399 | East Durham Tie to Parkwood Tie | Duke Energy Carolinas, LLC | Duke Energy Corporation | 230 | 19.25 | NA
10401 | Eno Tap Bent to East Durham Tie | Duke Energy Carolinas, LLC | Duke Energy Corporation | 230 | 15.76 | NA
10402 | Ernest Switching Station to Sadler Tie | Duke Energy Carolinas, LLC | Duke Energy Corporation | 230 | 12.61 | NA
10403 | Harrisburg Tie to Oakboro Tie | Duke Energy Carolinas, LLC | Duke Energy Corporation | 230 | 21.52 | NA
10405 | Jocassee Switching to Shiloh Switching | Duke Energy Carolinas, LLC | Duke Energy Corporation | 230 | 22.52 | NA
10406 | Jocassee Switching to Tuckasegee Tie | Duke Energy Carolinas, LLC | Duke Energy Corporation | 230 | 26.62 | NA
10407 | Lakewood Tie to Riverbend Steam | Duke Energy Carolinas, LLC | Duke Energy Corporation | 230 | 10.64 | NA
10408 | Lincoln CT to Longview Tie | Duke Energy Carolinas, LLC | Duke Energy Corporation | 230 | 30.95 | NA
10409 | Longview Tie to McDowell Tie | Duke Energy Carolinas, LLC | Duke Energy Corporation | 230 | 31.93 | NA
10410 | Marshall Steam to Beckerdite Tie | Duke Energy Carolinas, LLC | Duke Energy Corporation | 230 | 52.61 | NA
10411 | Marshall Steam to Longview Tie | Duke Energy Carolinas, LLC | Duke Energy Corporation | 230 | 29.04 | NA
10412 | Marshall Steam to McGuire Switching | Duke Energy Carolinas, LLC | Duke Energy Corporation | 230 | 13.76 | NA
10413 | Marshall Steam to Stamey Tie | Duke Energy Carolinas, LLC | Duke Energy Corporation | 230 | 13.44 | NA
10414 | Marshall Steam to Winecoff Tie | Duke Energy Carolinas, LLC | Duke Energy Corporation | 230 | 24.35 | NA
10415 | McGuire Switching to Harrisburg Tie | Duke Energy Carolinas, LLC | Duke Energy Corporation | 230 | 36.29 | NA
10416 | Mitchell River Tie to Antioch Tie | Duke Energy Carolinas, LLC | Duke Energy Corporation | 230 | 16.9 | NA
10417 | Mitchell River Tie to Rural Hall Tie | Duke Energy Carolinas, LLC | Duke Energy Corporation | 230 | 26.85 | NA
10418 | Morningstar Tie to Oakboro Tie | Duke Energy Carolinas, LLC | Duke Energy Corporation | 230 | 32.55 | NA
10419 | North Greenville Tie to Central Tie | Duke Energy Carolinas, LLC | Duke Energy Corporation | 230 | 26.22 | NA
10420 | North Greenville Tie to Shiloh Switching | Duke Energy Carolinas, LLC | Duke Energy Corporation | 230 | 8.96 | NA
10421 | Newport Tie to Morningstar Tie | Duke Energy Carolinas, LLC | Duke Energy Corporation | 230 | 33.59 | NA
10422 | Newport Tie to SCE&G (Parr) | Duke Energy Carolinas, LLC | Duke Energy Corporation | 230 | 45.38 | NA
10423 | Oakboro Tie to Progress Energy Rockingham | Duke Energy Carolinas, LLC | Duke Energy Corporation | 230 | 5.13 | NA
10424 | Oconee Nuclear to Central Tie | Duke Energy Carolinas, LLC | Duke Energy Corporation | 230 | 17.62 | NA
10425 | Oconee Nuclear to Jocassee Switching | Duke Energy Carolinas, LLC | Duke Energy Corporation | 230 | 12.28 | NA
10426 | Oconee Nuclear to North Greenville Tie | Duke Energy Carolinas, LLC | Duke Energy Corporation | 230 | 29.25 | NA
10427 | Pacolet Tie to Tiger Tie | Duke Energy Carolinas, LLC | Duke Energy Corporation | 230 | 27.96 | NA
10428 | Peach Valley Tie to Tiger Tie | Duke Energy Carolinas, LLC | Duke Energy Corporation | 230 | 15.69 | NA
10429 | Pisgah Tie to Progress Energy Skyland Stm | Duke Energy Carolinas, LLC | Duke Energy Corporation | 230 | 14.41 | NA
10430 | Pleasant GardenTie to Eno Tie | Duke Energy Carolinas, LLC | Duke Energy Corporation | 230 | 42.85 | NA
10431 | Ripp Switching to Riverview Switching | Duke Energy Carolinas, LLC | Duke Energy Corporation | 230 | 9.7 | NA
10432 | Ripp Switching to Shelby Tie | Duke Energy Carolinas, LLC | Duke Energy Corporation | 230 | 9.95 | NA
10433 | Riverbend Steam to Lincoln CT | Duke Energy Carolinas, LLC | Duke Energy Corporation | 230 | 11.56 | NA
10434 | Riverbend Steam to McGuire Switching | Duke Energy Carolinas, LLC | Duke Energy Corporation | 230 | 5.61 | NA
10435 | Riverbend Steam to Ripp Switching | Duke Energy Carolinas, LLC | Duke Energy Corporation | 230 | 30.12 | NA
10436 | Riverview Switching to Peach Valley Tie | Duke Energy Carolinas, LLC | Duke Energy Corporation | 230 | 19.33 | NA
10438 | Shady Grove Tap to Shady Grove Tie | Duke Energy Carolinas, LLC | Duke Energy Corporation | 230 | 7.8 | NA
10439 | Shiloh Switching to Pisgah Tie | Duke Energy Carolinas, LLC | Duke Energy Corporation | 230 | 21.86 | NA
10440 | Shiloh Switching to Tiger Tie | Duke Energy Carolinas, LLC | Duke Energy Corporation | 230 | 21.46 | NA
10441 | Stamey Tie to Mitchell River Tie | Duke Energy Carolinas, LLC | Duke Energy Corporation | 230 | 35.92 | NA
10442 | Tiger Tie to North Greenville Tie | Duke Energy Carolinas, LLC | Duke Energy Corporation | 230 | 18.38 | NA
10443 | Winecoff Tie to Buck Tie | Duke Energy Carolinas, LLC | Duke Energy Corporation | 230 | 24.05 | NA
10695 | Lutesville - Heritage 345 KV Transmission Line | Union Electric Company | Ameren Corporation | 345 | 14 | 2016
10697 | 2315 Collins To Plano | Commonwealth Edison Company | Exelon Corporation | 765 | 34.41 | NA
10698 | 11215 Wilton Center To Ill-Ind State Line | Commonwealth Edison Company | Exelon Corporation | 765 | 27.82 | NA
10699 | 11216 Wilton Center To Collins | Commonwealth Edison Company | Exelon Corporation | 765 | 27.37 | NA
10700 | 0101 Lasalle To Plano | Commonwealth Edison Company | Exelon Corporation | 345 | 40.96 | NA
10701 | 0102 Lasalle To Plano | Commonwealth Edison Company | Exelon Corporation | 345 | 40.93 | NA
10702 | 0103 Lasalle To Braidwood | Commonwealth Edison Company | Exelon Corporation | 345 | 25.55 | NA
10703 | 0104 Lasalle To Braidwood | Commonwealth Edison Company | Exelon Corporation | 345 | 25.44 | NA
10704 | 0301 Powerton To Katydid | Multi-Owned | Multi-Owned | 345 | 73.99 | NA
10705 | 0302 Powerton To Dresden | Multi-Owned | Multi-Owned | 345 | 104.53 | NA
10706 | 0303 Powerton To Goodings Grove | Multi-Owned | Multi-Owned | 345 | 127.03 | NA
10707 | 0304 Powerton To Taxewell (Cilco) | Commonwealth Edison Company | Exelon Corporation | 345 | 9.02 | NA
10708 | 0403 Quad Cities To Cordova | Commonwealth Edison Company | Exelon Corporation | 345 | 2.13 | NA
10709 | 0404 Quad Cities To N.W. Steel & Wire | Commonwealth Edison Company | Exelon Corporation | 345 | 33.07 | NA
10714 | 0722 State Line To Burnham | Commonwealth Edison Company | Exelon Corporation | 345 | 3.83 | NA
10715 | 1220 Dresden To Elwood E.C. | Commonwealth Edison Company | Exelon Corporation | 345 | 12.59 | NA
10716 | 1221 Dresden To Wolfs | Commonwealth Edison Company | Exelon Corporation | 345 | 24.74 | NA
10717 | 1222 Dresden To Elwood E.C. | Commonwealth Edison Company | Exelon Corporation | 345 | 12.43 | NA
10718 | 1223 Dresden To Electric Junction | Commonwealth Edison Company | Exelon Corporation | 345 | 31.17 | NA
10719 | 1309 Crawford To Fisk Terminal | Commonwealth Edison Company | Exelon Corporation | 345 | 4.65 | NA
10720 | 1310 Crawford To Fisk | Commonwealth Edison Company | Exelon Corporation | 345 | 4.57 | NA
10721 | 1311 Crawford To Goodings Grove | Commonwealth Edison Company | Exelon Corporation | 345 | 20.5 | NA
10722 | 1312 Crawford To Goodings Grove | Commonwealth Edison Company | Exelon Corporation | 345 | 20.6 | NA
10723 | 2001 Braidwood To E. Frankfort | Commonwealth Edison Company | Exelon Corporation | 345 | 35.97 | NA
10724 | 2002 Braidwood To Davis Creek | Commonwealth Edison Company | Exelon Corporation | 345 | 22.99 | NA
10725 | 2003 Braidwood To E. Frankfort | Commonwealth Edison Company | Exelon Corporation | 345 | 35.93 | NA
10727 | 2101 Kincaid To Lanesville (Ameren) | Commonwealth Edison Company | Exelon Corporation | 345 | 19.84 | NA
10728 | 2102 Kincaid To Blue Mound | Commonwealth Edison Company | Exelon Corporation | 345 | 72.15 | NA
10729 | 2102 Tap To Latham (Ipco) | Commonwealth Edison Company | Exelon Corporation | 345 | 0.06 | NA
10730 | 2105 Kincaid To Pana | Commonwealth Edison Company | Exelon Corporation | 345 | 27.87 | NA
10731 | 2218 Zion To Northbrook 159 | Commonwealth Edison Company | Exelon Corporation | 345 | 26.19 | NA
10732 | 2219 Zion To Northbrook 159 | Commonwealth Edison Company | Exelon Corporation | 345 | 26.19 | NA
10733 | 2221 Zion To Wepco | Commonwealth Edison Company | Exelon Corporation | 345 | 7.85 | NA
10734 | 2222 Zion To Wepco | Commonwealth Edison Company | Exelon Corporation | 345 | 7.85 | NA
10735 | 2223 Zion To Zion E.C. | Commonwealth Edison Company | Exelon Corporation | 345 | 5.98 | NA
10736 | 2224 Zion To Libertyville | Commonwealth Edison Company | Exelon Corporation | 345 | 18.5 | NA
10737 | 2310 Collins To Kendall Co. | Commonwealth Edison Company | Exelon Corporation | 345 | 15.38 | NA
10738 | 2311 Collins To Dresden | Commonwealth Edison Company | Exelon Corporation | 345 | 11.96 | NA
10739 | 2912 Joliet To Lockport | Commonwealth Edison Company | Exelon Corporation | 345 | 12.6 | NA
10740 | 2913 Joliet To Lockport | Commonwealth Edison Company | Exelon Corporation | 345 | 12.72 | NA
10741 | 4620 Desplaines 46 To Prospect Hts, 117 | Commonwealth Edison Company | Exelon Corporation | 345 | 4.62 | NA
10742 | 4621 Desplaines To Golf Mill | Commonwealth Edison Company | Exelon Corporation | 345 | 3.55 | NA
10743 | 4622 Desplaines To Golf Mill | Commonwealth Edison Company | Exelon Corporation | 345 | 3.49 | NA
10744 | 6607 East Frankfort To Crete E.C. | Commonwealth Edison Company | Exelon Corporation | 345 | 12.68 | NA
10745 | 6608 East Frankfort To University Park N. E.C. | Commonwealth Edison Company | Exelon Corporation | 345 | 5.41 | NA
10746 | Pointiac Midpoint to Brokaw | Commonwealth Edison Company | Exelon Corporation | 345 | 31.15 | NA
10747 | 8002 Pontiac Midpoint To Blue Mound | Commonwealth Edison Company | Exelon Corporation | 345 | 27.35 | NA
10748 | 8012 Pontiac Midpoint To Loretto | Commonwealth Edison Company | Exelon Corporation | 345 | 11.49 | NA
10749 | 8014 Dresden To Pontiac Midpoint | Commonwealth Edison Company | Exelon Corporation | 345 | 43.31 | NA
10750 | 8823 Skokie 88 To Golf Mill | Commonwealth Edison Company | Exelon Corporation | 345 | 4.68 | NA
10752 | 10111 Itasca To Desplaines 46 | Commonwealth Edison Company | Exelon Corporation | 345 | 9 | NA
10753 | 10112 Itasca To Desplaines 46 | Commonwealth Edison Company | Exelon Corporation | 345 | 9.05 | NA
10754 | 10321 Lisle To Lombard | Commonwealth Edison Company | Exelon Corporation | 345 | 8.68 | NA
10755 | 10322 Lisle To Lombard | Commonwealth Edison Company | Exelon Corporation | 345 | 9.02 | NA
10756 | 10801 Lockport To Lombard | Commonwealth Edison Company | Exelon Corporation | 345 | 12.69 | NA
10757 | 10802 Lockport To Lombard | Commonwealth Edison Company | Exelon Corporation | 345 | 12.64 | NA
10758 | 10803 Lockport To Mccook | Commonwealth Edison Company | Exelon Corporation | 345 | 19.48 | NA
10759 | 10804 Lockport To Mccook | Commonwealth Edison Company | Exelon Corporation | 345 | 19.56 | NA
10760 | 10805 Lockport To Kendall Co. | Commonwealth Edison Company | Exelon Corporation | 345 | 16.06 | NA
10761 | 10806 Lockport To Kendall Co. | Commonwealth Edison Company | Exelon Corporation | 345 | 16 | NA
10762 | 10807 Lockport To Lombard | Commonwealth Edison Company | Exelon Corporation | 345 | 21.53 | NA
10763 | 10808 Lockport To Lombard | Commonwealth Edison Company | Exelon Corporation | 345 | 21.35 | NA
10764 | 11119 Electric Junction To Aurora E.C. | Commonwealth Edison Company | Exelon Corporation | 345 | 1.43 | NA
10765 | 11120 Electric Junction To Lombard | Commonwealth Edison Company | Exelon Corporation | 345 | 18.02 | NA
10766 | 11124 Electric Junction To Lombard | Commonwealth Edison Company | Exelon Corporation | 345 | 17.69 | NA
10767 | 11126 Electric Junction To Wayne | Commonwealth Edison Company | Exelon Corporation | 345 | 13.71 | NA
10768 | 11212 Wilton Center To Loretto | Commonwealth Edison Company | Exelon Corporation | 345 | 39.99 | NA
10769 | 11601 Goodings Grove To East Frankfort | Commonwealth Edison Company | Exelon Corporation | 345 | 10.8 | NA
10770 | 11604 Goodings Grove To Lockport | Commonwealth Edison Company | Exelon Corporation | 345 | 8.99 | NA
10771 | 11607 Goodings Grove To Bedford Park | Commonwealth Edison Company | Exelon Corporation | 345 | 18.51 | NA
10772 | 11608 Goodings Grove To Bedford Park | Commonwealth Edison Company | Exelon Corporation | 345 | 18.58 | NA
10773 | 11613 Tap To Blue Island | Commonwealth Edison Company | Exelon Corporation | 345 | 7.64 | NA
10774 | 11613 Goodings Grove To Wilton Center | Commonwealth Edison Company | Exelon Corporation | 345 | 31.35 | NA
10776 | 11620 Goodings Grove To Elwood | Commonwealth Edison Company | Exelon Corporation | 345 | 18.77 | NA
10777 | 11622 Goodings Grove To Elwood | Commonwealth Edison Company | Exelon Corporation | 345 | 18.77 | NA
10778 | 11723 Prospect Hts. 117 To Libertyville | Commonwealth Edison Company | Exelon Corporation | 345 | 15.37 | NA
10779 | 11724 Prospect Hts. 117 To Desplaines 46 | Commonwealth Edison Company | Exelon Corporation | 345 | 4.57 | NA
10780 | 12001 Lombard To Itasca | Commonwealth Edison Company | Exelon Corporation | 345 | 8.22 | NA
10781 | 12002 Lombard To Itasca | Commonwealth Edison Company | Exelon Corporation | 345 | 8.17 | NA
10782 | 12003 Lombard To Elmhurst | Commonwealth Edison Company | Exelon Corporation | 345 | 7.97 | NA
10783 | 12004 Lombard To Elmhurst | Commonwealth Edison Company | Exelon Corporation | 345 | 7.92 | NA
10784 | 12005 Lombard To Desplaines | Commonwealth Edison Company | Exelon Corporation | 345 | 17.1 | NA
10785 | 12006 Lombard To Desplaines | Commonwealth Edison Company | Exelon Corporation | 345 | 17.09 | NA
10786 | 13817 Silver Lake To Pleasant Valley | Commonwealth Edison Company | Exelon Corporation | 345 | 9.74 | NA
10787 | 13821 Silver Lake To Libertyville | Commonwealth Edison Company | Exelon Corporation | 345 | 17.47 | NA
10788 | 14321 Wolfs To Electric Junction | Commonwealth Edison Company | Exelon Corporation | 345 | 6.48 | NA
10789 | 14401 Wayne To Silver Lake | Commonwealth Edison Company | Exelon Corporation | 345 | 19.91 | NA
10790 | 14402 Wayne To Tollway | Commonwealth Edison Company | Exelon Corporation | 345 | 5.6 | NA
10791 | 14419 Wayne To Aurora E.C. | Commonwealth Edison Company | Exelon Corporation | 345 | 12.53 | NA
10792 | 15423 Libertyville To Zion E.C. | Commonwealth Edison Company | Exelon Corporation | 345 | 12.44 | NA
10793 | 15424 Libertyville To Prospect Hts, 117 | Commonwealth Edison Company | Exelon Corporation | 345 | 15.28 | NA
10794 | 15501 Nelson To Lee County E.C. | Commonwealth Edison Company | Exelon Corporation | 345 | 12.99 | NA
10795 | 15502 Nelson To Electric Junction | Commonwealth Edison Company | Exelon Corporation | 345 | 73.1 | NA
10796 | 15503 Nelson To Cordova | Commonwealth Edison Company | Exelon Corporation | 345 | 39.89 | NA
10797 | 15504 Nelson To N.W. Steel & Wire | Commonwealth Edison Company | Exelon Corporation | 345 | 7.91 | NA
10798 | 15615 Cherry Valley To Wempletown | Commonwealth Edison Company | Exelon Corporation | 345 | 27.39 | NA
10799 | 15616 Cherry Valley To Silver Lake | Commonwealth Edison Company | Exelon Corporation | 345 | 40.4 | NA
10800 | 15925 Northbrook To Skokie 88 | Commonwealth Edison Company | Exelon Corporation | 345 | 5.62 | NA
10801 | 15926 Northbrook To Skokie 88 | Commonwealth Edison Company | Exelon Corporation | 345 | 5.52 | NA
10802 | 16703 Plano To Electric Junction | Commonwealth Edison Company | Exelon Corporation | 345 | 21.14 | NA
10803 | 16704 Plano To Electric Junction | Commonwealth Edison Company | Exelon Corporation | 345 | 21.27 | NA
10804 | 17101 Wempletown To Atc Interconnection | Commonwealth Edison Company | Exelon Corporation | 345 | 11.39 | NA
10805 | 17701 Burnham To Blue Island | Commonwealth Edison Company | Exelon Corporation | 345 | 8.39 | NA
10806 | 17702 Burnham To Blue Island | Commonwealth Edison Company | Exelon Corporation | 345 | 8.2 | NA
10807 | 17703 Burnham To Nipsco | Commonwealth Edison Company | Exelon Corporation | 345 | 8.33 | NA
10808 | 17704 Burnham To Davis Creek | Commonwealth Edison Company | Exelon Corporation | 345 | 49.91 | NA
10809 | 17705 Burnham To Sheffield (Nipsco) | Commonwealth Edison Company | Exelon Corporation | 345 | 3.75 | NA
10811 | 17723 State Line To Taylor | Commonwealth Edison Company | Exelon Corporation | 345 | 8.79 | NA
10813 | 17907 Davis Creek To Bloom | Commonwealth Edison Company | Exelon Corporation | 345 | 37.07 | NA
10814 | 17908 Burnham To Bloom | Commonwealth Edison Company | Exelon Corporation | 345 | 12.42 | NA
10815 | 18502 Tollway To Libertyville | Commonwealth Edison Company | Exelon Corporation | 345 | 30.64 | NA
10816 | 19601 Katydid To Goodings Grove | Commonwealth Edison Company | Exelon Corporation | 345 | 52.88 | NA
10817 | 93505 Kendall Co. To Tazewell (Cilco) | Multi-Owned | Multi-Owned | 345 | 103.14 | NA
10818 | 97008 University Pk. E.C. To I & M Power | Commonwealth Edison Company | Exelon Corporation | 345 | 12.22 | NA
10819 | 94507 Crete E.C. To N.I.P.S.Co. | Commonwealth Edison Company | Exelon Corporation | 345 | 4.96 | NA
10820 | 1309 Fisk Terminal To West Loop | Commonwealth Edison Company | Exelon Corporation | 345 | 4.87 | NA
10821 | 15323 Taylor To West Loop | Commonwealth Edison Company | Exelon Corporation | 345 | 3.31 | NA
10822 | 15324 Taylor To Fisk | Commonwealth Edison Company | Exelon Corporation | 345 | 2.2 | NA
10823 | 17723 Taylor To Garfield | Commonwealth Edison Company | Exelon Corporation | 345 | 6.08 | NA
10824 | 17724 Taylor To Garfield | Commonwealth Edison Company | Exelon Corporation | 345 | 6.08 | NA
11271 | Northeast Grid Reliability Transmission (Jersey City) | Public Service Electric and Gas Company | Public Service Enterprise Group Incorporated | 230 | 4 | 2016
11274 | Northeast Grid Reliability Transmission (Ridgefield to Clifton) | Public Service Electric and Gas Company | Public Service Enterprise Group Incorporated | 230 | 15 | 2016
11490 | Second Ramapo to Rock Tavern 345kV Line | Multi-Owned | Multi-Owned | 345 | 27 | 2016
11502 | Sidney to Rising - MVP-17 (Illinois Rivers ) | Ameren Transmission Company of Illinois | Ameren Corporation | 345 | 28 | 2016
11696 | Englishtown - Wyckoff Transmission Line Phase II | Jersey Central Power & Light Company | FirstEnergy Corp. | 115 | 8 | 2016
12486 | 1990 Line (Watertown to Monroe) | Connecticut Light and Power Company | Eversource Energy | 115 | 18 | 2014
12488 | 1990 Line (Middlebury to Waterbury) | Connecticut Light and Power Company | Eversource Energy | 115 | 3 | 2014
12550 | Singer Substation to UI / NU Jct # 1 | United Illuminating Company | Multi-Owned | 345 | 11.2 | NA
12556 | East Shore Tap To Halvarsson | United Illuminating Company | Multi-Owned | 345 | 2.38 | NA
12970 | Biers Run-Hopetown-Delano Transmission Line | AEP Ohio Transmission Company, Inc. | American Electric Power Company, Inc. | 138 | 12 | 2016
13010 | Buchanan To Chatham | Hydro One Inc. | Multi-Owned | 230 | 60.53 | NA
13012 | Chatham To Lauzon | Hydro One Inc. | Multi-Owned | 230 | 50.96 | NA
13013 | Kent To Chatham | Hydro One Inc. | Multi-Owned | 230 | 4.81 | NA
13014 | Kent To Lambton | Hydro One Inc. | Multi-Owned | 230 | 35.52 | NA
13019 | Keith To Chatham | Hydro One Inc. | Multi-Owned | 230 | 56.18 | NA
13663 | Howell to Neptune 230 KV Transmission (Oceanview Reinforcement) | Jersey Central Power & Light Company | FirstEnergy Corp. | 230 | 16 | 2017
13665 | Grand Prairie Gateway | Commonwealth Edison Company | Exelon Corporation | 345 | 60 | 2017
13802 | Glasgow to Mt Pleasant 138kV line - New | Delmarva Power & Light Company | Multi-Owned | 138 | 11 | 2013
13903 | Northeast-Pocono Reliability (West Pocono to North Pocono) | PPL Electric Utilities Corporation | PPL Corporation | 230 | 20 | 2016
13905 | Northeast-Pocono Reliability (North Pocono to Paupack) | PPL Electric Utilities Corporation | PPL Corporation | 230 | 22 | 2016
13934 | Chalco To Fort Calhoun | Nebraska Public Power District | Nebraska Public Power District | 345 | 30.64 | NA
13935 | Fort Calhoun To Raun | Nebraska Public Power District | Nebraska Public Power District | 345 | 63.22 | NA
13937 | Cooper To Mark Moore | Nebraska Public Power District | Nebraska Public Power District | 345 | 63.74 | NA
13938 | Cooper To NE\MO State Line | Nebraska Public Power District | Nebraska Public Power District | 345 | 26.66 | NA
13939 | Nebraska City To Cooper | Nebraska Public Power District | Nebraska Public Power District | 345 | 25.84 | NA
13949 | Boys Town To Bellevue | Nebraska Public Power District | Nebraska Public Power District | 345 | 11.08 | NA
13951 | Bellevue To Nebraska City | Nebraska Public Power District | Nebraska Public Power District | 345 | 47.24 | NA
13952 | Nebraska City To Bellevue | Nebraska Public Power District | Nebraska Public Power District | 345 | 45.13 | NA
13953 | Fort Calhoun To Boys Town | Nebraska Public Power District | Nebraska Public Power District | 345 | 18.46 | NA
13954 | Cooper To Fairport | Nebraska Public Power District | Nebraska Public Power District | 345 | 0.81 | NA
14014 | Beaver to Davis Besse 2 Transmission (Beaver to Brownhelm) | American Transmission Systems, Incorporated | FirstEnergy Corp. | 345 | 2.8 | 2014
14035 | Knickerbocker-Pleasant Valley Transmission Line | Niagara Mohawk Power Corporation | National Grid plc | 115 | 70 | NA
14070 | Allen Junction-Lemoyne #2 345 kV Transmission Line (Allen Junction-Fulton) | American Transmission Systems, Incorporated | FirstEnergy Corp. | 345 | 15 | 2015
14099 | Allen Junction-Lemoyne #2 345 kV Transmission Line (Fulton-Midway) | American Transmission Systems, Incorporated | FirstEnergy Corp. | 345 | 9 | 2015
14103 | Allen Junction-Lemoyne #2 345 kV Transmission Line (Midway-Lemoyne) | American Transmission Systems, Incorporated | FirstEnergy Corp. | 345 | 24 | 2015
14114 | Biers Run-Circleville Transmission Line (Biers Run ) | AEP Ohio Transmission Company, Inc. | American Electric Power Company, Inc. | 138 | 19 | 2017
14334 | Dooms-Lexington 230 kV Transmission Line | Virginia Electric and Power Company | Dominion Energy, Inc. | 230 | 39 | 2016
14528 | Oak Grove-Sandburg MVP 16 (Spoon River ) | Multi-Owned | Multi-Owned | 345 | 33 | 2017
14544 | Oak Mound-Waldo Run 138-kV Transmission Line | Trans-Allegheny Interstate Line Company | FirstEnergy Corp. | 138 | 18 | 2016
14559 | Argenta to Twin Branch | Michigan Electric Transmission Company, LLC | Multi-Owned | 345 | 24.98 | NA
14560 | Lulu To Allen Jct | Michigan Electric Transmission Company, LLC | Multi-Owned | 345 | 8.4 | NA
14568 | Brokaw to Lanesville | Commonwealth Edison Company | Exelon Corporation | 345 | 47.63 | NA
14612 | Sorenson to Huntington Junction 765 kV Line 1 (Powering Up West) | Indiana Michigan Power Company | American Electric Power Company, Inc. | 765 | 7 | 2016
14614 | Sorenson to Huntington Junction 765 kV Line 2 (Powering Up West) | Indiana Michigan Power Company | American Electric Power Company, Inc. | 765 | 7 | 2016
14698 | Athens T5320 - Pleasant Valley #91 | Niagara Mohawk Power Corporation | National Grid plc | 345 | 39.02 | NA
14699 | 13 Leeds T5330 - Pleasant Valley #92 | Niagara Mohawk Power Corporation | National Grid plc | 345 | 38.84 | NA
14700 | Leeds T5310 - Hurley Ave 301 Roseton | Niagara Mohawk Power Corporation | National Grid plc | 345 | 0.06 | NA
14701 | Alps T5030 - Berkshire #393 | Niagara Mohawk Power Corporation | National Grid plc | 345 | 8.77 | NA
14703 | Leeds T6160 - Athens #95 | Niagara Mohawk Power Corporation | National Grid plc | 345 | 0.5 | NA
14743 | Cross Sound Cable | Multi-Owned | Multi-Owned | 150 | 24 | 2003
14800 | Mid Arthur Kill To Goethals | Consolidated Edison Company of New York, Inc. | Consolidated Edison, Inc. | 345 | 0.7 | NA
14801 | Sprainbrook, Waterway To Sherman Creek Substation | Consolidated Edison Company of New York, Inc. | Consolidated Edison, Inc. | 345 | 4.15 | NA
14802 | Three Mile To Peach Bottom #5007 | PPL Electric Utilities Corporation | PPL Corporation | 500 | 10.1 | NA
14806 | Manor To Millwood | PPL Electric Utilities Corporation | PPL Corporation | 230 | 4.81 | NA
14808 | South Akron To Berks | PPL Electric Utilities Corporation | PPL Corporation | 500 | 7.26 | NA
14810 | Everett Station #250 To No. Cambridge Station #509 | NSTAR Electric Company | Eversource Energy | 345 | 9.92 | NA
14811 | Everett Station #250 To Saugus Nat'L Grid Sta. #90 | NSTAR Electric Company | Eversource Energy | 345 | 6.28 | NA
14812 | Everett Station #250 To Boston Station #514 | NSTAR Electric Company | Eversource Energy | 345 | 8.4 | NA
14813 | West Mount Vernon To Structure 239 | Ameren Illinois Company | Ameren Corporation | 345 | 34.02 | NA
14815 | Latham To Oreana | Ameren Illinois Company | Ameren Corporation | 345 | 21.8 | 2014
14838 | Mickleton To Crown Point | Atlantic City Electric Company | Multi-Owned | 230 | 1.45 | NA
14846 | Seneca To Glade | Cleveland Electric Illuminating Company | FirstEnergy Corp. | 230 | 0.68 | NA
14871 | Jacksonville To Jacksonville | Duke Energy Progress, LLC | Duke Energy Corporation | 230 | 0.1 | NA
14873 | Tap Point To Angier | Duke Energy Progress, LLC | Duke Energy Corporation | 230 | 0.11 | NA
14874 | Tap Point To Ansonville | Duke Energy Progress, LLC | Duke Energy Corporation | 230 | 0.03 | NA
14875 | Tap Point To Apex (Bank #1) | Duke Energy Progress, LLC | Duke Energy Corporation | 230 | 0.01 | NA
14876 | Tap Point To Auburn | Duke Energy Progress, LLC | Duke Energy Corporation | 230 | 0.1 | NA
14877 | Tap Point To Bahama | Duke Energy Progress, LLC | Duke Energy Corporation | 230 | 0.06 | NA
14881 | Tap Point To Cary Evans Road (East) | Duke Energy Progress, LLC | Duke Energy Corporation | 230 | 0.04 | NA
14882 | Tap Point Cary To Evans Road (West) | Duke Energy Progress, LLC | Duke Energy Corporation | 230 | 0.04 | NA
14883 | Tap Point To Cary Triangle Forest | Duke Energy Progress, LLC | Duke Energy Corporation | 230 | 0.04 | NA
14884 | Tap Point To Catherine Lake | Duke Energy Progress, LLC | Duke Energy Corporation | 230 | 0.08 | NA
14885 | Tap Point To Chocowinity | Duke Energy Progress, LLC | Duke Energy Corporation | 230 | 0.05 | NA
14886 | Tap Point To Clifdale | Duke Energy Progress, LLC | Duke Energy Corporation | 230 | 0.54 | NA
14887 | Tap Point To Concord | Duke Energy Progress, LLC | Duke Energy Corporation | 230 | 0.13 | NA
14888 | Tap Point To Dover | Duke Energy Progress, LLC | Duke Energy Corporation | 230 | 0.04 | NA
14889 | Tap Point To Ellerbe | Duke Energy Progress, LLC | Duke Energy Corporation | 230 | 0.04 | NA
14890 | Tap Point To Fort Bragg Knox Station | Duke Energy Progress, LLC | Duke Energy Corporation | 230 | 0.08 | NA
14891 | Tap Point To Fort Bragg Main | Duke Energy Progress, LLC | Duke Energy Corporation | 230 | 0.04 | NA
14892 | Tap Point To Fort Bragg Woodruff Station | Duke Energy Progress, LLC | Duke Energy Corporation | 230 | 0.07 | NA
14893 | Tap Point To Four Oaks | Duke Energy Progress, LLC | Duke Energy Corporation | 230 | 0.07 | NA
14894 | Tap Point To Fuquay | Duke Energy Progress, LLC | Duke Energy Corporation | 230 | 0.48 | NA
14895 | Tap Point To Fuquay Bells Lake | Duke Energy Progress, LLC | Duke Energy Corporation | 230 | 0.15 | NA
14896 | Tap Point To Garland | Duke Energy Progress, LLC | Duke Energy Corporation | 230 | 0.06 | NA
14897 | Tap Point To Garner Panther Branch | Duke Energy Progress, LLC | Duke Energy Corporation | 230 | 0.15 | NA
14898 | Tap Point To Camp Geiger | Duke Energy Progress, LLC | Duke Energy Corporation | 230 | 1.94 | NA
14899 | Tap Point To Grantham | Duke Energy Progress, LLC | Duke Energy Corporation | 230 | 0.1 | NA
14900 | Tap Point To Hamlet | Duke Energy Progress, LLC | Duke Energy Corporation | 230 | 0.04 | NA
14902 | Tap Point To Holly Springs (East) | Duke Energy Progress, LLC | Duke Energy Corporation | 230 | 0.11 | NA
14903 | Tap Point To Holly Springs (West) | Duke Energy Progress, LLC | Duke Energy Corporation | 230 | 0.11 | NA
14904 | Tap Point To Holly Springs Industrial | Duke Energy Progress, LLC | Duke Energy Corporation | 230 | 0.83 | NA
14905 | Tap Point To Hope Mills Rockfish Road | Duke Energy Progress, LLC | Duke Energy Corporation | 230 | 0.07 | NA
14906 | Tap Point To Jacksonville Tarawa | Duke Energy Progress, LLC | Duke Energy Corporation | 230 | 0.04 | NA
14907 | Tap Point To Laurel Hills | Duke Energy Progress, LLC | Duke Energy Corporation | 230 | 0.03 | NA
14908 | Tap Point To Laurinburg City | Duke Energy Progress, LLC | Duke Energy Corporation | 230 | 0.03 | NA
14909 | Tap Point To Leesville Wood | Duke Energy Progress, LLC | Duke Energy Corporation | 230 | 0.15 | NA
14912 | Tap Point To Morrisville | Duke Energy Progress, LLC | Duke Energy Corporation | 230 | 0.11 | NA
14913 | Tap Point To Ncsu Cbc | Duke Energy Progress, LLC | Duke Energy Corporation | 230 | 0.2 | NA
14914 | Tap Point To New Bern West | Duke Energy Progress, LLC | Duke Energy Corporation | 230 | 0.04 | NA
14915 | Tap Point To New Hill | Duke Energy Progress, LLC | Duke Energy Corporation | 230 | 0.2 | NA
14916 | Tap Point To Oxford North | Duke Energy Progress, LLC | Duke Energy Corporation | 230 | 0.92 | NA
14917 | Tap Point To Person Substation 230/24Kv Bank | Duke Energy Progress, LLC | Duke Energy Corporation | 230 | 0.11 | NA
14919 | Tap Point To Pittsboro | Duke Energy Progress, LLC | Duke Energy Corporation | 230 | 0.03 | NA
14921 | Tap Point To Raleigh Blue Ridge Road | Duke Energy Progress, LLC | Duke Energy Corporation | 230 | 0.03 | NA
14922 | Tap Point To Raleigh Durham Airport | Duke Energy Progress, LLC | Duke Energy Corporation | 230 | 0.09 | NA
14923 | Tap Point To Raleigh Foxcroft | Duke Energy Progress, LLC | Duke Energy Corporation | 230 | 0.03 | NA
14924 | Tap Point To Raleigh Homestead (North) | Duke Energy Progress, LLC | Duke Energy Corporation | 230 | 0.07 | NA
14925 | Tap Point To Raleigh Homestead (South) | Duke Energy Progress, LLC | Duke Energy Corporation | 230 | 0.07 | NA
14927 | Tap Point To Raleigh Leesville | Duke Energy Progress, LLC | Duke Energy Corporation | 230 | 0.04 | NA
14928 | Tap Point To Raleigh Ncsu Centennial | Duke Energy Progress, LLC | Duke Energy Corporation | 230 | 0.05 | NA
14930 | Tap Point To Raleigh Six Forks | Duke Energy Progress, LLC | Duke Energy Corporation | 230 | 0.07 | NA
14931 | Tap Point To Rhems | Duke Energy Progress, LLC | Duke Energy Corporation | 230 | 0.04 | NA
14932 | Tap Point To Rockingham Aberdeen Road | Duke Energy Progress, LLC | Duke Energy Corporation | 230 | 0.6 | NA
14933 | Tap Point To Rolesville | Duke Energy Progress, LLC | Duke Energy Corporation | 230 | 5.67 | NA
14934 | Tap Point To Rose Hill | Duke Energy Progress, LLC | Duke Energy Corporation | 230 | 5.67 | NA
14935 | Tap Point To Roxboro Bowmantown | Duke Energy Progress, LLC | Duke Energy Corporation | 230 | 0.04 | NA
14936 | Tap Point To Roxboro Cogentrix | Duke Energy Progress, LLC | Duke Energy Corporation | 230 | 0.6 | NA
14937 | Tap Point To Roxb. Plt Unit #3 C. Tower | Duke Energy Progress, LLC | Duke Energy Corporation | 230 | 0.24 | NA
14938 | Tap Point To Roxboro South | Duke Energy Progress, LLC | Duke Energy Corporation | 230 | 0.79 | NA
14939 | Tap Point To Sanford Horner Boulevard | Duke Energy Progress, LLC | Duke Energy Corporation | 230 | 0.04 | NA
14940 | Tap Point To Siler City Highway 64 | Duke Energy Progress, LLC | Duke Energy Corporation | 230 | 0.53 | NA
14943 | Tap Point To Swansbsoro | Duke Energy Progress, LLC | Duke Energy Corporation | 230 | 0.07 | NA
14946 | Tap Point To Farmville | Duke Energy Progress, LLC | Duke Energy Corporation | 230 | 0.03 | NA
14947 | Tap Point To Wake Tech | Duke Energy Progress, LLC | Duke Energy Corporation | 230 | 0.06 | NA
14949 | Tap Point To Wendell | Duke Energy Progress, LLC | Duke Energy Corporation | 230 | 0.07 | NA
14957 | Tap Point To Wilson Mills | Duke Energy Progress, LLC | Duke Energy Corporation | 230 | 0.09 | NA
14972 | Tap Point To Mccoll | Duke Energy Progress, LLC | Duke Energy Corporation | 230 | 0.9 | NA
14996 | East Pony Creek Tap To West Rolling H Tap | Multi-Owned | Multi-Owned | 345 | 53.09 | NA
14997 | East Pony Creek Tie To East Pony Creek Tap | MidAmerican Energy Company | Berkshire Hathaway Inc. | 345 | 0.39 | 2013
14998 | West Pony Creek Tie To West Pony Creek Tap | MidAmerican Energy Company | Berkshire Hathaway Inc. | 345 | 0.4 | NA
15000 | Grimes South To Booneville | MidAmerican Energy Company | Berkshire Hathaway Inc. | 345 | 16.71 | 2006
15001 | Adams (Str B330) To Hazleton (Str B255) | MidAmerican Energy Company | Berkshire Hathaway Inc. | 345 | 15.94 | NA
15004 | Sewells Point To Navy North | Virginia Electric and Power Company | Dominion Energy, Inc. | 230 | 2.02 | NA
15006 | Hopewell To Prince George | Virginia Electric and Power Company | Dominion Energy, Inc. | 230 | 2.47 | NA
15007 | Carolina To Lakeview | Virginia Electric and Power Company | Dominion Energy, Inc. | 230 | 1.37 | NA
15011 | Brown North To K.U. Park | Kentucky Utilities Company | PPL Corporation | 345 | 102.47 | NA
15015 | Smithburg To Deans | Public Service Electric and Gas Company | Public Service Enterprise Group Incorporated | 230 | 0.4 | NA
15016 | Hudson To 49th Street | Public Service Electric and Gas Company | Public Service Enterprise Group Incorporated | 230 | 3.66 | NA
15017 | Depford To Thorofare | Public Service Electric and Gas Company | Public Service Enterprise Group Incorporated | 230 | 3.88 | NA
15018 | Deans To Westfield | Public Service Electric and Gas Company | Public Service Enterprise Group Incorporated | 230 | 20.92 | NA
15019 | Camden To Cuthbert Boulevard | Public Service Electric and Gas Company | Public Service Enterprise Group Incorporated | 230 | 2.6 | NA
15020 | Linden Vft To Warinanco | Public Service Electric and Gas Company | Public Service Enterprise Group Incorporated | 230 | 1.95 | NA
15021 | Tosco To Linden Vft | Public Service Electric and Gas Company | Public Service Enterprise Group Incorporated | 230 | 0.29 | NA
15022 | Newport 49th To Street Substation | Public Service Electric and Gas Company | Public Service Enterprise Group Incorporated | 230 | 8.88 | NA
15023 | Leonia To Bergenfield | Public Service Electric and Gas Company | Public Service Enterprise Group Incorporated | 230 | 4.25 | NA
15024 | Hudson (S) To Waterfront | Public Service Electric and Gas Company | Public Service Enterprise Group Incorporated | 230 | 2.92 | NA
15025 | Hawthorne To Hinchmans Avenue | Public Service Electric and Gas Company | Public Service Enterprise Group Incorporated | 230 | 5.55 | NA
15026 | Warinanco To Aldene | Public Service Electric and Gas Company | Public Service Enterprise Group Incorporated | 230 | 3.08 | NA
15027 | Jackson Road To Hinchmans | Public Service Electric and Gas Company | Public Service Enterprise Group Incorporated | 230 | 4.05 | NA
15028 | Roseland To West Orange | Public Service Electric and Gas Company | Public Service Enterprise Group Incorporated | 230 | 4.4 | NA
15029 | Waterfront To Newport | Public Service Electric and Gas Company | Public Service Enterprise Group Incorporated | 230 | 1.45 | NA
15031 | Deans To Linden #2 | Public Service Electric and Gas Company | Public Service Enterprise Group Incorporated | 230 | 26.96 | NA
15032 | Gloucester To Cuthbert Boulevard | Public Service Electric and Gas Company | Public Service Enterprise Group Incorporated | 230 | 4.42 | NA
15033 | Linden #2 To Tosco | Public Service Electric and Gas Company | Public Service Enterprise Group Incorporated | 230 | 0.85 | NA
15039 | Agawam S/S To Ludlow S/S | Western Massachusetts Electric Company | Eversource Energy | 345 | 16.8 | NA
15040 | Nu Border To Agawam S/ | Western Massachusetts Electric Company | Eversource Energy | 345 | 6 | NA
15042 | Buzzard Point To Substation 136, Md | Potomac Electric Power Company | Multi-Owned | 230 | 7.03 | NA
15044 | Substation 83, D.C. To Substation 84, Md | Multi-Owned | Multi-Owned | 230 | 10.46 | NA
15045 | Substation 136, D.C. To Substation 84, Md | Multi-Owned | Multi-Owned | 230 | 14.02 | NA
15046 | Benning To Ritchie | Potomac Electric Power Company | Multi-Owned | 230 | 5.5 | NA
15047 | Manchester S/S To Barbour Hill S/S | Connecticut Light and Power Company | Eversource Energy | 345 | 7.56 | NA
15048 | North Bloomfield S/S To Nu Border (Agawam S/S) | Connecticut Light and Power Company | Eversource Energy | 345 | 9.89 | NA
15052 | Brandon Shores To Acqs-230-1 | Baltimore Gas and Electric Company | Exelon Corporation | 230 | 0.17 | NA
15053 | Northwest To Northwest #2 | Baltimore Gas and Electric Company | Exelon Corporation | 230 | 0.46 | NA
15054 | Brandon Shores To Riverside | Baltimore Gas and Electric Company | Exelon Corporation | 230 | 6.49 | NA
15055 | Brandon Shores To Starter Service 1 | Baltimore Gas and Electric Company | Exelon Corporation | 230 | 0.06 | NA
15056 | Brandon Shores To Starter Service 2 | Baltimore Gas and Electric Company | Exelon Corporation | 230 | 0.06 | NA
15057 | Brandon Shores To Wagner 230- 1 | Baltimore Gas and Electric Company | Exelon Corporation | 230 | 0.48 | NA
15058 | Brandon Shores To Wagner 230-2 | Baltimore Gas and Electric Company | Exelon Corporation | 230 | 0.49 | NA
15059 | Brandon Shores To Wagner #4 | Baltimore Gas and Electric Company | Exelon Corporation | 230 | 0.4 | NA
15060 | Bland Substation To Labadie Substation | Union Electric Company | Ameren Corporation | 345 | 0.23 | NA
15061 | Bland Substation To Franks Substation | Union Electric Company | Ameren Corporation | 345 | 0.33 | NA
15085 | Oakdale To Lafayette | New York State Electric & Gas Corporation | Iberdrola, S.A. | 345 | 27 | NA
15089 | 6615 Green Acres (Nips Co.) To I.M.P. Co. | Commonwealth Edison Company of Indiana, Inc. | Exelon Corporation | 345 | 6.58 | NA
15090 | Peach Bottom South Substation - 7522 To Pb North Substation | PECO Energy Company | Exelon Corporation | 500 | 1.81 | NA
15091 | Switch Yard - 7526 To Limerick Substation | PECO Energy Company | Exelon Corporation | 500 | 15.79 | NA
15093 | Clay To Jennersville-Bradford | PECO Energy Company | Exelon Corporation | 230 | 22.99 | NA
15094 | Eddystone Substation - 7051 To Island Road | PECO Energy Company | Exelon Corporation | 230 | 5.98 | NA
15097 | Kyger Creek To Ohio-W.Va | Ohio Valley Electric Corporation | Ohio Valley Electric Corporation | 345 | 0.4 | NA
15098 | Kyger Creek To X-530(Doe) | Ohio Valley Electric Corporation | Ohio Valley Electric Corporation | 345 | 50.4 | NA
15099 | Kyger Creek To Don Marquis | Ohio Valley Electric Corporation | Ohio Valley Electric Corporation | 345 | 49.1 | NA
15103 | (Dearborn) To Pierce | Ohio Valley Electric Corporation | Ohio Valley Electric Corporation | 345 | 33 | NA
15104 | (Dearborn) To Buffington (Cg&E) | Ohio Valley Electric Corporation | Ohio Valley Electric Corporation | 345 | 16 | NA
15105 | Pierce To Buffington (Cg&E) | Ohio Valley Electric Corporation | Ohio Valley Electric Corporation | 345 | 17 | NA
15136 | Bixby-Kirk To Corridor | Duke Energy Ohio, Inc. | Duke Energy Corporation | 345 | 37.43 | NA
15137 | Stuart To Beatty (Point Yp) | Multi-Owned | Multi-Owned | 345 | 89.86 | NA
15140 | Miami Fort To Seven Mile (Miami) | Duke Energy Ohio, Inc. | Duke Energy Corporation | 345 | 34.62 | NA
15914 | Harrisonburg-Endless Caverns Line | Virginia Electric and Power Company | Dominion Energy, Inc. | 230 | 20 | 2015
15925 | Burlington Camden Reliability (Burlington - Gloucester) | Public Service Electric and Gas Company | Public Service Enterprise Group Incorporated | 230 | 37 | 2014
15939 | Branch to Short Mountain Transmission Line | Oklahoma Gas and Electric Company | OGE Energy Corp. | 161 | 11 | 2011
15947 | Marshalltown - Nuthatch Transmission Line | ITC Midwest LLC | Multi-Owned | 161 | 55 | 2013
15952 | Ames-Boone Junction Line | ITC Midwest LLC | Multi-Owned | 161 | 12.8 | 2011
15960 | Fernald-Ames Line | ITC Midwest LLC | Multi-Owned | 161 | 5.93 | 2011
15983 | Frost Bridge - Stevenson Dam | Connecticut Light and Power Company | Eversource Energy | 115 | 21 | 2014
15989 | Santeetlah-Robbinsville Tie Line | Duke Energy Corporation | Duke Energy Corporation | 161 | 20 | 2009
15993 | Paris-Albers Transmission Line | American Transmission Company LLC | American Transmission Company LLC | 138 | 12.5 | 2015
16053 | Bristol to Elkhorn Line | American Transmission Company LLC | American Transmission Company LLC | 138 | 4 | 2009
16060 | Ithaca Transmission | New York State Electric & Gas Corporation | Multi-Owned | 115 | 15 | 2010
16086 | Rock River- Elkhorn Transmission Line (SW Delavan to Bristol) | American Transmission Company LLC | American Transmission Company LLC | 138 | 5 | 2009
16109 | Dooms-Bermo Line | Virginia Electric and Power Company | Dominion Energy, Inc. | 230 | 43 | 2015
16113 | Asheville - Enka Transmission Line | Progress Energy, Inc. | Multi-Owned | 230 | 7.09 | NA
16125 | Rock River- Elkhorn Transmission (West Darien to SW Delavan) | American Transmission Company LLC | American Transmission Company LLC | 138 | 4 | 2009
16133 | Rock River- Elkhorn Transmission (Turtle to West Darien) | American Transmission Company LLC | American Transmission Company LLC | 138 | 18 | 2009
16183 | Landstown-Virginia Beach Transmission Line | Virginia Electric and Power Company | Dominion Energy, Inc. | 230 | 10.95 | 2012
16184 | North Central Reliability | Public Service Electric and Gas Company | Public Service Enterprise Group Incorporated | 230 | 35 | 2014
16199 | Southeast Region Reliability II | NSTAR Electric Company | Eversource Energy | 345 | 8 | 2013
16215 | Manchester to Meekville Junction | Multi-Owned | Multi-Owned | 345 | 1.1 | 2012
16246 | Church-Wye Mills 138 kV Transmission | Delmarva Power & Light Company | Multi-Owned | 138 | 26 | 2015
16249 | Poston-Hocking Transmission Line | AEP Ohio Transmission Company, Inc. | American Electric Power Company, Inc. | 138 | 16 | NA
16255 | Vint Hill-Wheeler-Loudoun (Warrenton Wheeler Gainesville ) | Multi-Owned | Multi-Owned | 115 | 19 | NA
16258 | Wildwood to Riverhead Transmission | Long Island Power Authority | Long Island Power Authority | 69 | 11 | NA
16281 | Kanawha Valley Area Transmission | AEP West Virginia Transmission Company, Inc. | American Electric Power Company, Inc. | 138 | 52 | 2017
16282 | Broken Bow - Lone Oak | AEP Oklahoma Transmission Company, Inc. | American Electric Power Company, Inc. | 138 | 80 | 2016
16289 | Delano-Scioto Trail Transmission Line | AEP Ohio Transmission Company, Inc. | American Electric Power Company, Inc. | 138 | 11 | NA
16290 | Sherwood to Bremo Transmission (Dooms-Bremo) | Virginia Electric and Power Company | Dominion Energy, Inc. | 230 | 6.4 | NA
16312 | South Akron - Dillerville Transmission Line | PPL Electric Utilities Corporation | PPL Corporation | 138 | 12 | 2013
16315 | Susquehanna-Jenkins Transmission Line | PPL Electric Utilities Corporation | PPL Corporation | 230 | 24 | NA
16318 | Tazewell-Bearwallow Transmission Line | Appalachian Power Company | American Electric Power Company, Inc. | 69 | 13 | NA
16371 | Robison Park to Auburn (Powering Up North) | AEP Indiana Michigan Transmission Company, Inc. | American Electric Power Company, Inc. | 138 | 16 | NA
16378 | Tillman to Haviland 138 kV Line (Powering Up East) | Indiana Michigan Power Company | American Electric Power Company, Inc. | 138 | 18 | NA
16408 | South Bluefield-Wythe | Appalachian Power Company | American Electric Power Company, Inc. | 69 | 26 | NA
16427 | Ritchie to Buzzard Point N-1-1 Compliance | Pepco Holdings LLC | Multi-Owned | 230 | 11 | 2016
16440 | Burtonsville-Metzerott-Takoma Transmission | Pepco Holdings LLC | Multi-Owned | 230 | 10 | 2015
16454 | Roanoke to Robison Park(Greater Fort Wayne Reliability) | American Electric Power Company, Inc. | American Electric Power Company, Inc. | 138 | 22 | NA
16468 | East Towanda-South Troy Transmission | Trans-Allegheny Interstate Line Company | FirstEnergy Corp. | 115 | 20 | NA
16477 | Dooms to Sherwood (Dooms-Bremo) | Virginia Electric and Power Company | Dominion Energy, Inc. | 115 | 6.4 | NA
16481 | McDowell Area Transmission | Multi-Owned | American Electric Power Company, Inc. | 88 | 17 | NA
16492 | Glasgow to Mt Pleasant Transmission Line | Delmarva Power & Light Company | Multi-Owned | 138 | 11 | 2013
16549 | Ozark to Clarksville Transmission Line | Oklahoma Gas and Electric Company | OGE Energy Corp. | 161 | 26 | 2011
16570 | Turkey Hill-Cahokia Reinsulation | Ameren Illinois Company | Ameren Corporation | 345 | 19 | 2015
16578 | Spy Run to Robison Park (Powering Up Central) | Indiana Michigan Power Company | American Electric Power Company, Inc. | 34.5 | 7 | NA
16579 | Chambers Spring - Farmington Transmission Line | Southwestern Electric Power Company | American Electric Power Company, Inc. | 161 | 11 | 2017
16589 | Remington to Gordonsville Transmission Line | Virginia Electric and Power Company | Dominion Energy, Inc. | 115 | 38 | NA
16597 | McClung to New Brackens Creek Transmission Line | AEP West Virginia Transmission Company, Inc. | American Electric Power Company, Inc. | 69 | 14 | NA
16600 | Delhi-Tompkins Transmission Line | Michigan Electric Transmission Company, LLC | Multi-Owned | 138 | 20 | 2016
16622 | Church to Steele Transmission Line | Multi-Owned | Multi-Owned | 138 | 25.5 | 1955
16627 | Harrison-Ross 138 kV Transmission Line | AEP Ohio Transmission Company, Inc. | American Electric Power Company, Inc. | 138 | 40 | NA
16631 | Cass County Area Improvements (Kenzie Creek - Corey) | Indiana Michigan Power Company | American Electric Power Company, Inc. | 69 | 26 | NA
16635 | Northeast Grid Reliability Transmission (Hudson to Roseland) | Public Service Electric and Gas Company | Public Service Enterprise Group Incorporated | 230 | 50 | 2016
16657 | Sporn-Muskingum River 345-kV Transmission Line | Appalachian Power Company | American Electric Power Company, Inc. | 345 | 50 | 2015
16725 | Englishtown - Wyckoff Transmission Line Phase I | Jersey Central Power & Light Company | FirstEnergy Corp. | 115 | 3 | 2013
16728 | Four Rivers-Fredericksburg 115kV | Virginia Electric and Power Company | Dominion Energy, Inc. | 115 | 34 | 1990
16738 | Timber Switch To Haviland 138KV | AEP Ohio Transmission Company, Inc. | American Electric Power Company, Inc. | 138 | 18 | NA
16760 | Battle Creek-Island Road | Michigan Electric Transmission Company, LLC | Multi-Owned | 138 | 23 | 2017
16772 | Barnesville-Summerfield Line | AEP Ohio Transmission Company, Inc. | American Electric Power Company, Inc. | 69 | 16 | 1940
16804 | Dennison – Yager-Desert Road (Dennison –Scio) | American Electric Power Company, Inc. | American Electric Power Company, Inc. | 69 | 15 | NA
16829 | Macksburg-Devola Transmission Line | Multi-Owned | Multi-Owned | 23 | 17 | NA
16861 | Poston-Lick 138-kV Line | AEP Ohio Transmission Company, Inc. | American Electric Power Company, Inc. | 138 | 35 | NA
16870 | Tiffin Center – Fremont Center 138kv Line Improvement | AEP Ohio Transmission Company, Inc. | American Electric Power Company, Inc. | 138 | 12.6 | 2016
16908 | Carson-Rogers Road 500 kV Line | Virginia Electric and Power Company | Dominion Energy, Inc. | 500 | 32 | 1972
16934 | Marion to Bayway (Bergen-Linden Corridor) | Public Service Electric and Gas Company | Public Service Enterprise Group Incorporated | 138 | 7 | NA
16935 | Boone County Area Improvements (Boone - Cabin Creek) | Multi-Owned | American Electric Power Company, Inc. | 46 | 16 | NA
16940 | Allen Junction-East Fayette 138 KV (Phase-I) | American Transmission Systems, Incorporated | FirstEnergy Corp. | 138 | 18.04 | 2014
16944 | Good Hope-Harrison 138 kV Transmission Line | American Electric Power Company, Inc. | American Electric Power Company, Inc. | 138 | 30 | NA
16947 | Stranger Creek to Leavenworth | Multi-Owned | Multi-Owned | 161 | 12 | NA
16961 | Front Royal to Meadow Brook 500 kV Transmission Line | Virginia Electric and Power Company | Dominion Energy, Inc. | 500 | 2.02 | NA
16975 | Mosby to Brambleton 500 kV Transmission Line | Virginia Electric and Power Company | Dominion Energy, Inc. | 500 | 5.03 | NA
16979 | Pleasant View to Goose Creek 500 kV Transmission Line | Virginia Electric and Power Company | Dominion Energy, Inc. | 500 | 0.19 | NA
16981 | Maywood to Palmyra Tap - Illinois Rivers (Herleman To Maywood ) | Ameren Transmission Company of Illinois | Ameren Corporation | 345 | 8.6 | 2016
16983 | North Alexandria to Glebe 230 kV Transmission Line | Virginia Electric and Power Company | Dominion Energy, Inc. | 230 | 0.22 | NA
17016 | Hedding Road-Fulton 138-kV Transmission Line | AEP Ohio Transmission Company, Inc. | American Electric Power Company, Inc. | 138 | 11 | NA
17021 | Allen Junction-East Fayette 138 KV (Phase-II) | American Transmission Systems, Incorporated | FirstEnergy Corp. | 138 | 13.3 | 2017
17028 | West Point to Browns Ferry Transmission Line | Tennessee Valley Authority | Tennessee Valley Authority | 500 | 118.31 | NA
17029 | Browns Ferry to Union Transmission Line | Tennessee Valley Authority | Tennessee Valley Authority | 500 | 111.72 | NA
17031 | Pleasant Hill to Magnolia Transmission Line | Tennessee Valley Authority | Tennessee Valley Authority | 500 | 27.33 | NA
17032 | Magnolia to Cordova Transmission Line | Tennessee Valley Authority | Tennessee Valley Authority | 500 | 42.19 | NA
17034 | Browns Ferry to Madison Transmission Line | Tennessee Valley Authority | Tennessee Valley Authority | 500 | 37.41 | NA
17035 | Browns Ferry to LimeStone to Madison Transmission Line | Tennessee Valley Authority | Tennessee Valley Authority | 500 | 40.53 | NA
17036 | Madison to Widows Creek Transmission Line | Tennessee Valley Authority | Tennessee Valley Authority | 500 | 47.81 | NA
17037 | Widows Creek to East Point Transmission Line | Tennessee Valley Authority | Tennessee Valley Authority | 500 | 86.75 | NA
17038 | Widows Creek to Sequoyah Transmission Line | Tennessee Valley Authority | Tennessee Valley Authority | 500 | 49.49 | NA
17040 | Sequoyah to Bradley Transmission Line | Tennessee Valley Authority | Tennessee Valley Authority | 500 | 17.62 | NA
17041 | Bradley to Bowen Transmission Line | Tennessee Valley Authority | Tennessee Valley Authority | 500 | 69.57 | NA
17042 | Sequoyah to Watts Bar Transmission Line | Tennessee Valley Authority | Tennessee Valley Authority | 500 | 34.51 | NA
17043 | Watts Bar to Raone Transmission Line | Tennessee Valley Authority | Tennessee Valley Authority | 500 | 39.48 | NA
17044 | Roane to Bull Run Transmission Line | Tennessee Valley Authority | Tennessee Valley Authority | 500 | 15.9 | NA
17045 | Bull Run to Watts Bar Transmission Line | Tennessee Valley Authority | Tennessee Valley Authority | 500 | 53.95 | NA
17046 | Bull Run to Volunteer Transmission Line | Tennessee Valley Authority | Tennessee Valley Authority | 500 | 21.35 | NA
17047 | Watts Bar to Volunteer Transmission Line | Tennessee Valley Authority | Tennessee Valley Authority | 500 | 82.99 | NA
17048 | Volunteer to Phipps Bend Transmission Line | Tennessee Valley Authority | Tennessee Valley Authority | 500 | 65.14 | NA
17049 | Phipps Bend to Sullivan Transmission Line | Tennessee Valley Authority | Tennessee Valley Authority | 500 | 40.38 | NA
17050 | Browns Ferry to Maury Transmission Line | Tennessee Valley Authority | Tennessee Valley Authority | 500 | 86.67 | NA
17052 | Maury to Davidson Transmission Line | Tennessee Valley Authority | Tennessee Valley Authority | 500 | 28.06 | NA
17053 | Davidson to Wilson Transmission Line | Tennessee Valley Authority | Tennessee Valley Authority | 500 | 41.96 | NA
17054 | Wilson to Montgomery Transmission Line | Tennessee Valley Authority | Tennessee Valley Authority | 500 | 57.31 | NA
17055 | Montgomery to Davidson Transmission Line | Tennessee Valley Authority | Tennessee Valley Authority | 500 | 40.97 | NA
17056 | Montgomery to Cumberland Transmission Line | Tennessee Valley Authority | Tennessee Valley Authority | 500 | 38.54 | NA
17057 | Davidson to Cumberland Transmission Line | Tennessee Valley Authority | Tennessee Valley Authority | 500 | 48.03 | NA
17058 | Johnsonville to Cumberland Transmission Line | Tennessee Valley Authority | Tennessee Valley Authority | 500 | 33.21 | NA
17059 | Johnsonville to Davidson Transmission Line | Tennessee Valley Authority | Tennessee Valley Authority | 500 | 56.96 | NA
17060 | Johnsonville to Brownsville Transmission Line | Tennessee Valley Authority | Tennessee Valley Authority | 500 | 78.93 | NA
17061 | Brownsville to Cordova Transmission Line | Tennessee Valley Authority | Tennessee Valley Authority | 500 | 40.55 | NA
17062 | Cordova to Freeport Transmission Line | Tennessee Valley Authority | Tennessee Valley Authority | 500 | 27.13 | NA
17063 | Cordova to Shelby Transmission Line | Tennessee Valley Authority | Tennessee Valley Authority | 500 | 20.85 | NA
17064 | Shelby to Lagoon Creek Transmission Line | Tennessee Valley Authority | Tennessee Valley Authority | 500 | 35.25 | NA
17065 | Lagoon Creek to Weakley Transmission Line | Tennessee Valley Authority | Tennessee Valley Authority | 500 | 54.37 | NA
17066 | Gleason to Weakley Transmission Line | Tennessee Valley Authority | Tennessee Valley Authority | 500 | 13.46 | NA
17067 | Johnsonville to Gleason Transmission Line | Tennessee Valley Authority | Tennessee Valley Authority | 500 | 43.34 | NA
17068 | Montgomery to Paradise Transmission Line | Tennessee Valley Authority | Tennessee Valley Authority | 500 | 52.31 | NA
17069 | Cumberland to Marshall Transmission Line | Tennessee Valley Authority | Tennessee Valley Authority | 500 | 77.64 | NA
17070 | Marshall to Shawnee Transmission Line | Tennessee Valley Authority | Tennessee Valley Authority | 500 | 28.21 | NA
17071 | Sullivan to Broadford Transmission Line | Multi-Owned | Multi-Owned | 500 | 49.57 | NA
17072 | Wilson to Roane Transmission Line | Tennessee Valley Authority | Tennessee Valley Authority | 500 | 123.43 | NA
17073 | Maury to Sequoyah Transmission Line | Tennessee Valley Authority | Tennessee Valley Authority | 500 | 126.7 | NA
17074 | Freeport to West Memphis Transmission Line | Multi-Owned | Multi-Owned | 500 | 16.04 | NA
17075 | Shelby to Dell Transmission Line | Multi-Owned | Multi-Owned | 500 | 43.09 | 2016
17076 | Phipps Bend to Pocket Transmission Line | Multi-Owned | Multi-Owned | 500 | 28.02 | NA
17077 | Phipps Bend to Nagel Transmission Line | Tennessee Valley Authority | Tennessee Valley Authority | 500 | 13.54 | NA
17078 | Widows Creek to Kensington Transmission Line | Tennessee Valley Authority | Tennessee Valley Authority | 230 | 20.02 | NA
17079 | Kensington to Rock Spring Transmission Line | Tennessee Valley Authority | Tennessee Valley Authority | 230 | 10.13 | NA
17080 | Rock Spring to Loopers Farm I Transmission Line | Tennessee Valley Authority | Tennessee Valley Authority | 230 | 32.89 | NA
17081 | Center Point to Alpha Transmission Line | Tennessee Valley Authority | Tennessee Valley Authority | 230 | 18.7 | NA
17082 | Center POint to County Line Transmission Line | Tennessee Valley Authority | Tennessee Valley Authority | 230 | 12.7 | NA
17083 | County Line to Young R W Transmission Line | Tennessee Valley Authority | Tennessee Valley Authority | 230 | 9.98 | NA
17084 | Young R W to Rock Spring Transmission Line | Tennessee Valley Authority | Tennessee Valley Authority | 230 | 9.59 | NA
17085 | Alpha to W Ringgold Transmission Line | Tennessee Valley Authority | Tennessee Valley Authority | 230 | 21.6 | NA
17086 | Rock Spring to Loopers Farm II Transmission Line | Tennessee Valley Authority | Tennessee Valley Authority | 230 | 32.84 | NA
17087 | W Ringgold to BAttlefield Transmission Line | Tennessee Valley Authority | Tennessee Valley Authority | 230 | 6.75 | NA
17089 | W Ringgold to Concord Transmission Line | Tennessee Valley Authority | Tennessee Valley Authority | 230 | 11.6 | NA
17090 | Battlefield to Oglethorpe Transmission Line | Tennessee Valley Authority | Tennessee Valley Authority | 230 | 6.87 | NA
17155 | Browns Ferry To Trinity I | Tennessee Valley Authority | Tennessee Valley Authority | 500 | 10.84 | NA
17157 | Browns Ferry To Trinity II | Tennessee Valley Authority | Tennessee Valley Authority | 500 | 11.27 | NA
17159 | Moss Lake to Center Point I | Tennessee Valley Authority | Tennessee Valley Authority | 230 | 15.84 | NA
17170 | Jim Hill to Datto 115 kV Line | Entergy Arkansas, Inc. | Entergy Corporation | 115 | 39.3 | NA
17181 | Amlin-Cole 138 kV Transmission Line | AEP Ohio Transmission Company, Inc. | American Electric Power Company, Inc. | 138 | 11 | NA
17185 | Windfall Switch -North Waldo 138 kV Transmission Line | AEP Ohio Transmission Company, Inc. | American Electric Power Company, Inc. | 138 | 3.8 | NA
17189 | Leon-Ripley Transmission | Multi-Owned | American Electric Power Company, Inc. | 69 | 14 | NA
17212 | Webster - O'Brien Transmission 161kV Rebuild (MVP 3 Circuit 2) | Multi-Owned | Multi-Owned | 161 | 102 | 2016
17216 | Killdeer to Hampton Tap 161-kV Line | Corn Belt Power Cooperative | Corn Belt Power Cooperative | 161 | 29 | NA
17224 | Metuchen to Trenton 138kV Transmission Line | Public Service Electric and Gas Company | Public Service Enterprise Group Incorporated | 138 | 30 | NA
17228 | Trenton to Burlington 138kV Transmission Line | Public Service Electric and Gas Company | Public Service Enterprise Group Incorporated | 138 | 22 | NA
17246 | Bell Ridge-Devola Transmission Line | AEP Ohio Transmission Company, Inc. | American Electric Power Company, Inc. | 23 | 11 | NA
17250 | Rouse-Bell Ridge Transmission Line | AEP Ohio Transmission Company, Inc. | American Electric Power Company, Inc. | 23 | 13 | NA
17274 | Bridgeport – New Haven Line Railroad Corridor | United Illuminating Company | Iberdrola, S.A. | 115 | 16 | NA
17291 | Roanoke – Marion Transmission Line | Indiana Michigan Power Company | American Electric Power Company, Inc. | 138 | 37 | 1920
17307 | Haviland – North Delphos Transmission Line | American Electric Power Company, Inc. | American Electric Power Company, Inc. | 138 | 17 | NA
17310 | North Delphos – Rockhill Transmission Line | American Electric Power Company, Inc. | American Electric Power Company, Inc. | 138 | 16 | NA
17323 | Lincoln – Logan Power | AEP West Virginia Transmission Company, Inc. | American Electric Power Company, Inc. | 138 | 17 | NA
17358 | Jackson-Ross County Area Improvements Line | Multi-Owned | American Electric Power Company, Inc. | 69 | 35 | NA
17362 | Albion South Goshen Transmission Line | Indiana Michigan Power Company | American Electric Power Company, Inc. | 138 | 21 | NA
17394 | Muncie –Anderson Transmission Line | Indiana Michigan Power Company | American Electric Power Company, Inc. | 138 | 21 | NA
17399 | Ringgold to Catoctin Transmission Line | Potomac Edison Company | FirstEnergy Corp. | 138 | 9.74 | NA
17402 | South Bend 138 kV Transmission Line (Phase-1) | Indiana Michigan Power Company | American Electric Power Company, Inc. | 138 | 6 | NA
17405 | South Bend 138 kV Transmission Line (Phase-2A) | Indiana Michigan Power Company | American Electric Power Company, Inc. | 138 | 14 | NA
17408 | South Bend 138 kV Transmission Line (Phase-2B) | Indiana Michigan Power Company | American Electric Power Company, Inc. | 138 | 5 | NA
17413 | Fostoria-Fremont Transmission Line (Buckley Road-Fremont Center) | AEP Ohio Transmission Company, Inc. | American Electric Power Company, Inc. | 69 | 15 | NA

## Load Zones
PJM Load Zones | Short |  |  | Region assigned | Region name | Numer of lines | Region number
Allegheny Power | AP | WPP | PA | PA high | PA West | 19 | 2
American Transmission Systems, Inc | ATSI | PAPWR | PA | PA high
Duquesne Light Company | DUQ |  |  | PA high
Pennsylvania Electric Company | PN |  |  | PA high
Metropolitan Edison Company | ME |  |  | PA low | PA East | 13 | 1
PPL Electric Utilities Corporation | PL |  |  | PA low
PECO Energy Company | PE |  |  | PA low
Atlantic City Electric Company | AE |  |  | RPJM low | RPJM East | 10 | 3
Jersey Central Power and Light Company | JC |  |  | RPJM low
Public Service Electric and Gas Company | PS |  |  | RPJM low
Delmarva Power and Light Company | DPL |  |  | RPJM low
Rockland Electric Company | RECO |  |  | RPJM low
Allegheny Power | AP |  |  | RPJM low high | RPJM West |  | 5
American Electric Power Company | AEP |  |  | RPJM low high
American Transmission Systems, Inc | ATSI | OE | OH | RPJM low high
Commonwealth Edison Company | CE |  |  | RPJM low high
Duke Energy Ohio and Kentucky | DEOK |  |  | RPJM low high
East Kentucky Power Cooperative, Inc | EKPC |  |  | RPJM low high
The Dayton Power and Light Company | DAY |  |  | RPJM low high
Baltimore Gas and Electric Company | BC |  |  | RPJM super high | BDP | 14 | 4
Dominion Resources Inc. | DOM |  |  | RPJM super high
Potomac Electric Power Company | PEP | PEPCO | SMECO | RPJM super high

## CETL
zone | zone | tot | CETL | LMP_region | sub region | Peak Load | LDA area | LDA are CETL
AE |  |  | 1300 | 3 |  | 2750 | EMAAC | 9315 |  | AP
DPL |  |  | 1127 | 3 |  | 2422.536 | EMAAC |  | AP | 49000000
DPL SOUTH |  |  | 1869 |  |  | 2143.8 | EMAAC |  | WPP | 21400000 | 30.4%
JCPL | JC |  | 3876 | 3 |  | 3061 | EMAAC
PECO | PE |  | 3749 | 1 |  | 3025 | EMAAC
PS |  |  | 6700 | 3 |  | 5077.95 | EMAAC
PS NORTH |  |  | 2795 |  |  | 413 | EMAAC
RECO |  |  | 0 | 3 |  | 33067 | EMAAC
AEP |  |  | 1449 | 5 |  | 23323 | Other
APS | AP PA | 4301 | 1307.4062 | 2 | WPP | 8841 | Other
APS | AP non-PA | 4301 | 2993.5938 | 5 |  | 13083 | Other
ATSI | ATSI PA |  | 8470 | 2 |  | 4489.6 | Other
ATSI-CLEVELAND | ATSI OH |  | 4940 | 5 |  | 7252 | Other
COMED | CE |  | 7020 | 5 |  | 3503 | Other
DAYTON | DAY |  | 1116 | 5 |  | 5533 | Other
DEOK |  |  | 4324 | 5 |  | 2976 | Other
DLCO | DUQ |  | 1748 | 2 |  | 20978 | Other
DOM |  |  | 0 | 4 |  | 4184 | Other
EKPC |  |  | 288 | 5 |  | 6369 | Other
BGE | BC |  | 6217 | 4 |  | 23447 | SWMAAC | 8053
PEPCO |  |  | 5359 | 4 |  | 7517 | SWMAAC
METED | ME |  | 1484 | 1 |  | 8881 | WMAAC
PENLC | PN |  | 690 | 2 |  | 6729 | WMAAC
PL (incl. UGI) |  |  | 4336 | 1 |  | 10470 | WMAAC
EMAAC |  |  | 9315 |  |  | 13981 | Zone
SWMAAC |  |  | 8053 |  |  | 13603 | Zone
Western MAAC | [5 empty] | 60651 | Zone
MAAC |  |  | 7393 |  |  | 82849.8 | Zone
Western PJM |  |  | 9442 |  |  |  | Zone

## CETL 2
zone | CETL | LMP_region
PE | 3749 | 1 | 9569 | 9569 | 12215.4062 | 13003 | 11576 | 34833.5938
ME | 1484 | 1 |  | 81197 | 12198
PL (incl. UGI) | 4336 | 1
AP PA | 1307.4062 | 2 | 12215.4062 | 960 | 0.078701 | 6390.3197
ATSI PA | 8470 | 2 |  | 1880 | 0.15412 | 12514.3761
DUQ | 1748 | 2 |  | 690 | 0.056567 | 4593.0423
PN | 690 | 2 |  | 0 | 0 | 0
AE | 1300 | 3 | 13003 | 0 | 0 | 0
JC | 3876 | 3 |  | 0 | 0 | 0
PS | 6700 | 3 |  | 5208 | 0.42696 | 34667.4845
RECO | 0 | 3 |  | 0 | 0 | 0
DPL | 1127 | 3 |  | 0 | 0 | 0
DOM | 0 | 4 | 11576 | 3460 | 0.28365 | 23031.7773
BC | 6217 | 4
PEPCO | 5359 | 4
AEP | 1449 | 5 | 34833.5938
AP non-PA | 2993.5938 | 5
ATSI OH | 4940 | 5
CE | 7020 | 5
DAY | 1116 | 5
DEOK | 4324 | 5
EKPC | 288 | 5

## Transmission Network
Transmission Line Key | Line Name | Company | Ultimate Parent | Voltage (kV) | Miles (miles) | Year in Service |  |  | Line between |  |  | line |  |  | Sum: | kv | amps | MW
9369 | Keystone to Juniata | Multi-Owned | Multi-Owned | 500 | 118.4 | NA | PPL | Pennsylvania Electric Company | PA high | PA low |  | 12 | 391.8427 | 1567.3708 | f12 | 960 | 615 | 590.4 | 6390.3197 | 6390.3197 | 0.72 | 0.8 | 0.75
9388 | Lewistown to MIddletown Junction | Multi-Owned | Multi-Owned | 230 | 30.73 | NA | PPL | Pennsylvania Electric Company | PA high | PA low |  | 12 | 900.3142 | 3601.257 | f13 | 1880 | 700 | 1316 | 12514.3761 | 12514.3761 | 0.72 | 0.8 | 0.75
17373 | Lackawanna-North Meshoppen 230-kV Transmission Line | Mid-Atlantic Interstate Transmission, LLC | FirstEnergy Corp. | 230 | 27 | NA |  |  | PA high | PA low |  | 12 | 361.7117 | 1446.847 | f14 | 690 | 615 | 424.35 | 4593.0423 | 4593.0423 | 0.45 | 0.5 | 0.5
5049 | Mickleton-Gloucester-Camden Reinforcement | Public Service Electric and Gas Company | Public Service Enterprise Group Incorporated | 230 | 26 | 2015 |  |  | PA low | RPJM low |  | 13 | 738.3813 | 2953.5253 | f15 | 0 | 615 | 0 | 0 | 0 | 0
6002 | Branchburg to Elroy | Public Service Electric and Gas Company | Public Service Enterprise Group Incorporated | 500 | 14.5 | NA |  |  | PA low | RPJM low |  | 13 | 0 | 0 | f23 | 0 | 615 | 0 | 0 | 0 | 0
6040 | Mercer to WF- Cogen | Public Service Electric and Gas Company | Public Service Enterprise Group Incorporated | 230 | 2.55 | NA |  |  | PA low | RPJM low |  | 13 | 1093.4829 | 4373.9315 | f24 | 0 | 615 | 0 | 0 | 0 | 0
6044 | Kittatinny to Bushkill | Public Service Electric and Gas Company | Public Service Enterprise Group Incorporated | 230 | 9.6 | NA |  |  | PA low | RPJM low |  | 13 | 1568.526 | 6274.104 | f25 | 5208 | 615 | 3202.92 | 34667.4845 | 34667.4845 | 0.09 | 0.1 | 0.25
6916 | Gilbert to Hosensack | Jersey Central Power & Light Company | FirstEnergy Corp. | 230 | 0.28 | NA |  |  | PA low | RPJM low |  | 13 | 0 | 0 | f34 | 0 | 4000 | 0 | 0 | 0 | 0
6925 | Portland to Whippany | Jersey Central Power & Light Company | FirstEnergy Corp. | 230 | 41.11 | NA |  |  | PA low | RPJM low |  | 13 | 0 | 8274.7429 | f35 | 0 | 615 | 0 | 0 | 0 | 0
15092 | Pepco To Clay | PECO Energy Company | Exelon Corporation | 230 | 22.88 | NA |  |  | PA low | RPJM low |  | 13 | 1438.8054 | 5755.2215 | f45 | 3460 | 200 | 692 | 23031.7773 | 23031.7773 | 0.18 | 0.2 | 0.25
4431 | Manor to Graceton | PPL Electric Utilities Corporation | PPL Corporation | 230 | 15 | 2013 | Baltimore Gas and Electric Company | Metropolitan Edison Company | RPJM super high | PA low |  | 14 |  | 34246.9999 |  | 12198
9357 | Graceton (East) to MD/PA Line (Cooper) | Baltimore Gas and Electric Company | Exelon Corporation | 230 | 1.85 | NA |  |  | RPJM super high | PA low |  | 14 |  |  |  | 2.8076
9358 | Graceton (West) to MD/PA Line (Manor) | Baltimore Gas and Electric Company | Exelon Corporation | 230 | 1.41 | NA |  |  | RPJM super high | PA low |  | 14
4625 | Pch Btm-Pa St Line to Keeney- Del. State Line | PECO Energy Company | Exelon Corporation | 500 | 24.06 | NA |  |  | PA low | RPJM mid high |  | 15 |  | kv in region
4398 | Conemaugh to Conastone | Multi-Owned | Multi-Owned | 500 | 152 | NA | Baltimore Gas and Electric Company | Pennsylvania Electric Company | RPJM super high | PA high | PA low | 24 |  | LMP_region1 | 3530 | 9569 | 2.7108 | #DIV/0!
5070 | Mt.Morris 502 Jct. to Kammer | Multi-Owned | Multi-Owned | 500 | 42.15 | NA | American Electric Power Company | AP | PA high | RPJM mid high |  | 25 |  | LMP_region2 | 6168 | 12215.4062 | 1.9804
9159 | Beaver Valley to Sammis | American Transmission Systems, Incorporated | FirstEnergy Corp. | 345 | 13.78 | NA | American Electric Power Company | DUQ | PA high | RPJM mid high |  | 25 |  | LMP_region3 | 0 | 0 | #DIV/0!
9168 | Highland to Mansfield | American Transmission Systems, Incorporated | FirstEnergy Corp. | 345 | 51.17 | NA | DUQ | ATSI | PA high | RPJM mid high |  | 25 |  | LMP_region4 | 4150 | 11576 | 2.7894
293 | Trans-Allegheny Interstate Line (TrAIL) | Multi-Owned | Multi-Owned | 500 | 151.7 | 2011 |  |  | PA high | RPJM mid high |  | 25 |  | LMP_region5 | 8668 | 23257.5938 | 2.6832
1971 | Osage to Whiteley 138 kV Line | West Penn Power Company | FirstEnergy Corp. | 138 | 14 | 2013 |  |  | PA high | RPJM mid high |  | 25
4749 | Wylie Ridge to Cranberry | Multi-Owned | FirstEnergy Corp. | 500 | 34.55 | NA |  |  | PA high | RPJM mid high |  | 25 |  | 9569 | 12215.4062 | 13003 | 11576 | 34833.5938
5059 | Fort Martin to Ronco | West Penn Power Company | FirstEnergy Corp. | 500 | 14.12 | NA |  |  | PA high | RPJM mid high |  | 25 |  | 81197 | 6.6566
5062 | Hatfield to Black Oak | West Penn Power Company | FirstEnergy Corp. | 500 | 61.43 | NA |  |  | PA high | RPJM mid high |  | 25 |  | 12
5069 | Mt.Morris 502 Jct. to Harrison | West Penn Power Company | FirstEnergy Corp. | 500 | 1.35 | NA |  |  | PA high | RPJM mid high |  | 25 |  | 13
9161 | Chamberlin to Mansfield | Ohio Edison Company | FirstEnergy Corp. | 345 | 86.67 | NA |  |  | PA high | RPJM mid high |  | 25 |  | 14
9169 | Highland to Shenango | American Transmission Systems, Incorporated | FirstEnergy Corp. | 345 | 23.6 | NA |  |  | PA high | RPJM mid high |  | 25
9371 | Erie West to Ohio State | Pennsylvania Electric Company | FirstEnergy Corp. | 345 | 7.25 | NA |  |  | PA high | RPJM mid high |  | 25
9140 | Collier To Tidd | Multi-Owned | Multi-Owned | 345 | 23.98 | NA | AP | DUQ | RPJM mid high | PA high |  | 25
8274 | Cloverdale To Lexington | Appalachian Power Company | American Electric Power Company, Inc. | 500 | 36.18 | NA | American Electric Power Company | Dominion | RPJM super high | RPJM mid high |  | 45
4847 | Sub 66 to Mt Airy Tap | Potomac Electric Power Company | Multi-Owned | 500 | 18.12 | NA | AP | Potomac Electric Power Company | RPJM super high | RPJM mid high |  | 45
4854 | Station H to Sub 118 | Potomac Electric Power Company | Multi-Owned | 230 | 10.03 | NA | AP | Potomac Electric Power Company | RPJM super high | RPJM mid high |  | 45 | 21
7756 | Mt. Storm To Valley | Multi-Owned | Multi-Owned | 500 | 64.39 | NA | AP | Dominion | RPJM super high | RPJM mid high |  | 45
16512 | Gordonsville to Pratts 230 kV Line | Trans-Allegheny Interstate Line Company | FirstEnergy Corp. | 230 | 18 | NA | AP | Dominion | RPJM super high | RPJM mid high |  | 45
16955 | Front Royal to Morrisville 500 kV Transmission Line | Virginia Electric and Power Company | Dominion Energy, Inc. | 500 | 45.47 | NA | AP | Dominion | RPJM super high | RPJM mid high |  | 45
9336 | Conastone to Vic. Twr 108 (Brighton Tap) | Baltimore Gas and Electric Company | Exelon Corporation | 500 | 47.92 | NA | Baltimore Gas and Electric Company | AP | RPJM super high | RPJM mid high |  | 45 | [7 empty] | 0
7983 | Doubs To Pleasant View | Potomac Edison Company | FirstEnergy Corp. | 500 | 18.42 | NA | Dominion Resources Inc. | AP | RPJM super high | RPJM mid high |  | 45 | [7 empty] | 0